## 32(21) Refrigerated Cabt NEW PR
32(21) Refrigerated Cabt NEW PRODUCTS
As of 2025-08-19 08:21:31 Australian Eastern Standard Time/AEST
Product Category Number | Product: Product ID | Brand | Model | Product Type | Product Class | Duty Type | Characteristic Code | Energy Efficiency Index | Total Energy Consumption (kWh/24h) | Total Display Area (m2) | Net Volume (L) | Status | Effective From | Effective To
32A | 0003350 | AQ Medical | AQM110 | 32A(i): A refrigerated display cabinet (RDC) or a gelato or ice-cream scooping cabinet | Class 7 |  | IRV | 10.0869 | 1.23 | 0.338 | 0 | Approved | 10/12/2018 | 27/2/2027
32A | 0003351 | AQ Medical | AQM280 | 32A(i): A refrigerated display cabinet (RDC) or a gelato or ice-cream scooping cabinet | Class 7 |  | IRV | 18.5529 | 2.6 | 0.5361 | 0 | Approved | 10/12/2018 | 28/2/2027
32A | 0003352 | AQ Medical | AQM350 | 32A(i): A refrigerated display cabinet (RDC) or a gelato or ice-cream scooping cabinet | Class 7 |  | IRV | 21.7148 | 3.3 | 0.6673 | 0 | Approved | 10/12/2018 | 6/3/2027
32A | 0003353 | Vave Australia | ALG1100-2M | 32A(i): A refrigerated display cabinet (RDC) or a gelato or ice-cream scooping cabinet | Class 7 |  | IRV | 15.9956 | 3.77 | 1.59 | 0 | Approved | 10/12/2018 | 7/4/2027
32A | 0003354 | Malaxo Australia | ALG620-1M | 32A(i): A refrigerated display cabinet (RDC) or a gelato or ice-cream scooping cabinet | Class 7 |  | IRV | 12.9614 | 2.3 | 0.95 | 0 | Approved | 10/12/2018 | 1/5/2027
32A | 0003355 | Vave Australia | ALG620-1M | 32A(i): A refrigerated display cabinet (RDC) or a gelato or ice-cream scooping cabinet | Class 7 |  | IRV | 12.9614 | 2.3 | 0.95 | 0 | Approved | 10/12/2018 | 1/5/2027
32A | 0003356 | Airex | AXR.MECT.1.0966 | 32A(i): A refrigerated display cabinet (RDC) or a gelato or ice-cream scooping cabinet | Class 7 |  | IRV | 28.8127 | 4.3 | 0.64 | 0 | Approved | 10/12/2018 | 25/11/2026
32A | 0003357 | Arneg | ASTANA 2C FPL H216 234E23050 | 32A(i): A refrigerated display cabinet (RDC) or a gelato or ice-cream scooping cabinet | Class 15 |  | RFV | 68.7996 | 41.18 | 3.05 | 0 | Approved | 10/12/2018 | 29/3/2027
32A | 0003358 | Arneg | ASTANA 2C FPL H216 312E23050 | 32A(i): A refrigerated display cabinet (RDC) or a gelato or ice-cream scooping cabinet | Class 15 |  | RFV | 68.4413 | 54.43 | 4.08 | 0 | Approved | 10/12/2018 | 26/3/2027
32A | 0003360 | Schmick | BC-70R | 32A(iii): A refrigerated storage cabinet (RSC) | Class 3 | LD | SRH | 11.1232 | 0.5 | 0 | 70 | Approved | 10/12/2018 | 6/3/2027
32A | 0003361 | Schmick | BD425 | 32A(i): A refrigerated display cabinet (RDC) or a gelato or ice-cream scooping cabinet | Class 7 |  | IRV | 7.9223 | 1.24 | 0.72 | 0 | Approved | 10/12/2018 | 8/3/2027
32A | 0003362 | Schmick | BD425B | 32A(i): A refrigerated display cabinet (RDC) or a gelato or ice-cream scooping cabinet | Class 7 |  | IRV | 7.92 | 1.24 | 0.72 | 0 | Approved | 10/12/2018 | 8/3/2027
32A | 0003363 | Schmick | BD425B-B | 32A(i): A refrigerated display cabinet (RDC) or a gelato or ice-cream scooping cabinet | Class 7 |  | IRV | 7.92 | 1.24 | 0.72 | 0 | Approved | 10/12/2018 | 8/3/2027
32A | 0003364 | Schmick | BD425LW | 32A(i): A refrigerated display cabinet (RDC) or a gelato or ice-cream scooping cabinet | Class 7 |  | IRV | 7.92 | 1.24 | 0.72 | 0 | Approved | 10/12/2018 | 8/3/2027
32A | 0003365 | Schmick | BD425LW-B | 32A(i): A refrigerated display cabinet (RDC) or a gelato or ice-cream scooping cabinet | Class 7 |  | IRV | 7.92 | 1.24 | 0.72 | 0 | Approved | 10/12/2018 | 8/3/2027
32A | 0003366 | Schmick | BD425RB | 32A(i): A refrigerated display cabinet (RDC) or a gelato or ice-cream scooping cabinet | Class 7 |  | IRV | 7.92 | 1.24 | 0.72 | 0 | Approved | 10/12/2018 | 8/3/2027
32A | 0003367 | Schmick | BD425RB-B | 32A(i): A refrigerated display cabinet (RDC) or a gelato or ice-cream scooping cabinet | Class 7 |  | IRV | 7.92 | 1.24 | 0.72 | 0 | Approved | 10/12/2018 | 8/3/2027
32A | 0003368 | Schmick | BD425W | 32A(i): A refrigerated display cabinet (RDC) or a gelato or ice-cream scooping cabinet | Class 7 |  | IRV | 7.92 | 1.24 | 0.72 | 0 | Approved | 10/12/2018 | 8/3/2027
32A | 0003369 | Schmick | BD425W-B | 32A(i): A refrigerated display cabinet (RDC) or a gelato or ice-cream scooping cabinet | Class 7 |  | IRV | 7.92 | 1.24 | 0.72 | 0 | Approved | 10/12/2018 | 8/3/2027
32A | 0003371 | Polar Refrigeration | CC611-A | 32A(i): A refrigerated display cabinet (RDC) or a gelato or ice-cream scooping cabinet | Class 7 | ND | IRV | 16.75 | 2.498 | 0.64 | 0 | Approved | 10/12/2018 | 28/3/2027
32A | 0003372 | Crusader | CCE1630 | 32A(i): A refrigerated display cabinet (RDC) or a gelato or ice-cream scooping cabinet | Class 7 |  | IRV | 45.7285 | 11.61 | 1.79 | 0 | Approved | 10/12/2018 | 9/11/2026
32A | 0003373 | Polar Refrigeration | CD229-A | 32A(i): A refrigerated display cabinet (RDC) or a gelato or ice-cream scooping cabinet | Class 7 | ND | IRV | 14.54 | 2.625 | 0.98 | 0 | Approved | 10/12/2018 | 28/6/2027
32A | 0003374 | Polar Refrigeration | CD230-A | 32A(i): A refrigerated display cabinet (RDC) or a gelato or ice-cream scooping cabinet | Class 7 | ND | IRV | 14.17 | 2.804 | 1.17 | 0 | Approved | 10/12/2018 | 26/6/2027
32A | 0003375 | Crusader | CCE1130 | 32A(i): A refrigerated display cabinet (RDC) or a gelato or ice-cream scooping cabinet | Class 7 |  | IRV | 44.4077 | 8.85 | 1.19 | 0 | Approved | 10/12/2018 | 31/1/2027
32A | 0003376 | Polar Refrigeration | CB509-A-08 | 32A(i): A refrigerated display cabinet (RDC) or a gelato or ice-cream scooping cabinet | Class 7 | ND | IRV | 14.7715 | 3.715 | 1.76 | 0 | Approved | 10/12/2018 | 5/6/2027
32A | 0003377 | ICS Pacific | Como 280 | 32A(i): A refrigerated display cabinet (RDC) or a gelato or ice-cream scooping cabinet | Class 7 |  | IRV | 15.99 | 3.74 | 1.57 | 0 | Approved | 10/12/2018 | 30/1/2027
32A | 0003379 | EPTA | Crystal L 22 3D | 32A(i): A refrigerated display cabinet (RDC) or a gelato or ice-cream scooping cabinet | Class 15 |  | RFV | 61.6978 | 42.35 | 3.51 | 0 | Approved | 10/12/2018 | 5/6/2027
32A | 0003380 | EPTA | Crystal L 22 3DR | 32A(i): A refrigerated display cabinet (RDC) or a gelato or ice-cream scooping cabinet | Class 15 |  | RFV | 61.6978 | 42.35 | 3.51 | 0 | Approved | 10/12/2018 | 5/6/2027
32A | 0003381 | EPTA | Crystal L 22 4D | 32A(i): A refrigerated display cabinet (RDC) or a gelato or ice-cream scooping cabinet | Class 15 |  | RFV | 61.9331 | 56.47 | 4.69 | 0 | Approved | 10/12/2018 | 14/6/2027
32A | 0003382 | EPTA | Crystal L 22 4DR | 32A(i): A refrigerated display cabinet (RDC) or a gelato or ice-cream scooping cabinet | Class 15 |  | RFV | 61.9331 | 56.47 | 4.69 | 0 | Approved | 10/12/2018 | 14/6/2027
32A | 0003383 | EPTA | Crystal L 22 5D | 32A(i): A refrigerated display cabinet (RDC) or a gelato or ice-cream scooping cabinet | Class 15 |  | RFV | 62.1796 | 70.59 | 5.86 | 0 | Approved | 10/12/2018 | 5/6/2027
32A | 0003384 | EPTA | Crystal L 22 5DR | 32A(i): A refrigerated display cabinet (RDC) or a gelato or ice-cream scooping cabinet | Class 15 |  | RFV | 62.1796 | 70.59 | 5.86 | 0 | Approved | 10/12/2018 | 5/6/2027
32A | 0003385 | Colstone | CS-100L | 32A(i): A refrigerated display cabinet (RDC) or a gelato or ice-cream scooping cabinet | Class 7 |  | IRV | 18.5634 | 2.99 | 0.77 | 0 | Approved | 10/12/2018 | 21/3/2027
32A | 0003386 | Colstone | CS-120L | 32A(i): A refrigerated display cabinet (RDC) or a gelato or ice-cream scooping cabinet | Class 7 |  | IRV | 20.36 | 3.65 | 0.97 | 0 | Approved | 10/12/2018 | 13/4/2027
32A | 0003387 | Colstone | CS-132L | 32A(i): A refrigerated display cabinet (RDC) or a gelato or ice-cream scooping cabinet | Class 7 |  | IRV | 16.0514 | 2.6 | 0.78 | 0 | Approved | 10/12/2018 | 5/9/2027
32A | 0003388 | Colstone | CS-218L | 32A(i): A refrigerated display cabinet (RDC) or a gelato or ice-cream scooping cabinet | Class 7 |  | IRV | 17.069 | 3.79 | 1.44 | 0 | Approved | 10/12/2018 | 24/3/2027
32A | 0003389 | Colstone | CS-316L | 32A(i): A refrigerated display cabinet (RDC) or a gelato or ice-cream scooping cabinet | Class 7 |  | IRV | 12.4281 | 1.9 | 0.68 | 0 | Approved | 10/12/2018 | 28/4/2027
32A | 0003390 | COLDSOIL | CS400 | 32A(i): A refrigerated display cabinet (RDC) or a gelato or ice-cream scooping cabinet | Class 7 |  | IRV | 13.9792 | 3.74 | 1.94 | 0 | Approved | 10/12/2018 | 21/3/2027
32A | 0003391 | COLDSOIL | CS400-A | 32A(i): A refrigerated display cabinet (RDC) or a gelato or ice-cream scooping cabinet | Class 7 |  | IRV | 8.8513 | 2.65 | 2.29 | 0 | Approved | 10/12/2018 | 7/6/2027
32A | 0003392 | Colstone | CS-RDC-120 | 32A(i): A refrigerated display cabinet (RDC) or a gelato or ice-cream scooping cabinet | Class 7 |  | IRV | 7.6749 | 0.88 | 0.26 | 0 | Approved | 10/12/2018 | 28/4/2027
32A | 0003393 | Colstone | CS-475Z | 32A(i): A refrigerated display cabinet (RDC) or a gelato or ice-cream scooping cabinet | Class 7 |  | IRV | 20.9675 | 8.3 | 3.35 | 0 | Approved | 10/12/2018 | 4/4/2026
32A | 0003394 | Colstone | CS-98L | 32A(i): A refrigerated display cabinet (RDC) or a gelato or ice-cream scooping cabinet | Class 7 |  | IRV | 18.1232 | 3.15 | 0.91 | 0 | Approved | 10/12/2018 | 21/3/2027
32A | 0003395 | Hussmann | DC13-4F | 32A(i): A refrigerated display cabinet (RDC) or a gelato or ice-cream scooping cabinet | Class 14 |  | RRV or RRV-2 | 45.5106 | 8.49 | 1.053 | 0 | Approved | 10/12/2018 | 29/5/2027
32A | 0003396 | Hussmann | DD13-4 | 32A(i): A refrigerated display cabinet (RDC) or a gelato or ice-cream scooping cabinet | Class 14 |  | RRV or RRV-2 | 38.859 | 8.31 | 1.346 | 0 | Approved | 10/12/2018 | 2/6/2027
32A | 0003397 | Hussmann | DD13-4DE1 | 32A(i): A refrigerated display cabinet (RDC) or a gelato or ice-cream scooping cabinet | Class 14 |  | RRV or RRV-2 | 38.859 | 8.31 | 1.346 | 0 | Approved | 10/12/2018 | 2/6/2027
32A | 0003398 | Hussmann | DD13-4DE2 | 32A(i): A refrigerated display cabinet (RDC) or a gelato or ice-cream scooping cabinet | Class 14 |  | RRV or RRV-2 | 38.859 | 8.31 | 1.346 | 0 | Approved | 10/12/2018 | 2/6/2027
32A | 0003399 | Hussmann | DD13-4F1 | 32A(i): A refrigerated display cabinet (RDC) or a gelato or ice-cream scooping cabinet | Class 14 |  | RRV or RRV-2 | 38.86 | 8.31 | 1.346 | 0 | Approved | 10/12/2018 | 2/6/2027
32A | 0003800 | Hussmann | DD13-4F2 | 32A(i): A refrigerated display cabinet (RDC) or a gelato or ice-cream scooping cabinet | Class 14 |  | RRV or RRV-2 | 38.86 | 8.31 | 1.346 | 0 | Approved | 10/12/2018 | 2/6/2027
32A | 0003801 | Hussmann | DD13-4M1 | 32A(i): A refrigerated display cabinet (RDC) or a gelato or ice-cream scooping cabinet | Class 14 |  | RRV or RRV-2 | 38.86 | 8.31 | 1.346 | 0 | Approved | 10/12/2018 | 2/6/2027
32A | 0003802 | Hussmann | DD13-4M2 | 32A(i): A refrigerated display cabinet (RDC) or a gelato or ice-cream scooping cabinet | Class 14 |  | RRV or RRV-2 | 38.86 | 8.31 | 1.346 | 0 | Approved | 10/12/2018 | 2/6/2027
32A | 0003803 | Hussmann | DD13-6 | 32A(i): A refrigerated display cabinet (RDC) or a gelato or ice-cream scooping cabinet | Class 14 |  | RRV or RRV-2 | 45.3752 | 12.47 | 2.019 | 0 | Approved | 10/12/2018 | 29/5/2027
32A | 0003804 | Hussmann | DD13-6DE1 | 32A(i): A refrigerated display cabinet (RDC) or a gelato or ice-cream scooping cabinet | Class 14 |  | RRV or RRV-2 | 45.38 | 12.47 | 2.019 | 0 | Approved | 10/12/2018 | 29/5/2027
32A | 0003805 | Hussmann | DD13-6DE2 | 32A(i): A refrigerated display cabinet (RDC) or a gelato or ice-cream scooping cabinet | Class 14 |  | RRV or RRV-2 | 45.38 | 12.47 | 2.019 | 0 | Approved | 10/12/2018 | 29/5/2027
32A | 0003806 | Hussmann | DD13-6F1 | 32A(i): A refrigerated display cabinet (RDC) or a gelato or ice-cream scooping cabinet | Class 14 |  | RRV or RRV-2 | 45.38 | 12.47 | 2.019 | 0 | Approved | 10/12/2018 | 29/5/2027
32A | 0003807 | Hussmann | DD13-6F2 | 32A(i): A refrigerated display cabinet (RDC) or a gelato or ice-cream scooping cabinet | Class 14 |  | RRV or RRV-2 | 45.38 | 12.47 | 2.019 | 0 | Approved | 10/12/2018 | 29/5/2027
32A | 0003809 | Polar Refrigeration | DP289-A-08 | 32A(i): A refrigerated display cabinet (RDC) or a gelato or ice-cream scooping cabinet | Class 7 | ND | IRV | 14.7715 | 3.715 | 1.76 | 0 | Approved | 10/12/2018 | 5/6/2027
32A | 0003810 | Euro | EA60 | 32A(i): A refrigerated display cabinet (RDC) or a gelato or ice-cream scooping cabinet | Class 7 |  | IRV | 19.5638 | 2.35 | 0.32 | 0 | Approved | 10/12/2018 | 8/11/2026
32A | 0003811 | Euro | EA60WFBL | 32A(i): A refrigerated display cabinet (RDC) or a gelato or ice-cream scooping cabinet | Class 7 |  | IRV | 19.56 | 2.35 | 0.32 | 0 | Approved | 10/12/2018 | 8/11/2026
32A | 0003812 | Euro | EA60WFBR | 32A(i): A refrigerated display cabinet (RDC) or a gelato or ice-cream scooping cabinet | Class 7 |  | IRV | 19.56 | 2.35 | 0.32 | 0 | Approved | 10/12/2018 | 8/11/2026
32A | 0003813 | Euro | EA60WFSX2L | 32A(i): A refrigerated display cabinet (RDC) or a gelato or ice-cream scooping cabinet | Class 7 |  | IRV | 19.56 | 2.35 | 0.32 | 0 | Approved | 10/12/2018 | 8/11/2026
32A | 0003814 | Euro | EA60WFSX2R | 32A(i): A refrigerated display cabinet (RDC) or a gelato or ice-cream scooping cabinet | Class 7 |  | IRV | 19.56 | 2.35 | 0.32 | 0 | Approved | 10/12/2018 | 8/11/2026
32A | 0003815 | Schmick | EC68L-SSH | 32A(i): A refrigerated display cabinet (RDC) or a gelato or ice-cream scooping cabinet | Class 7 |  | IRV | 14.65 | 1.6 | 0.2 | 0 | Approved | 10/12/2018 | 1/2/2027
32A | 0003816 | Schmick | EC68-SSH | 32A(i): A refrigerated display cabinet (RDC) or a gelato or ice-cream scooping cabinet | Class 7 |  | IRV | 14.65 | 1.6 | 0.2 | 0 | Approved | 10/12/2018 | 1/2/2027
32A | 0003817 | Emerald Energy | EE-RDC-108 | 32A(i): A refrigerated display cabinet (RDC) or a gelato or ice-cream scooping cabinet | Class 7 |  | IRV | 10.3757 | 2.033 | 1.15 | 108 | Approved | 10/12/2018 | 8/5/2027
32A | 0003818 | Emerald Energy | EE-RDC-109 | 32A(i): A refrigerated display cabinet (RDC) or a gelato or ice-cream scooping cabinet | Class 7 |  | IRV | 7.67 | 0.88 | 0.26 | 0 | Approved | 10/12/2018 | 1/5/2027
32A | 0003819 | Emerald Energy | EE-RDC-280 | 32A(i): A refrigerated display cabinet (RDC) or a gelato or ice-cream scooping cabinet | Class 7 |  | IRV | 11.75 | 3.28 | 2.067 | 0 | Approved | 10/12/2018 | 11/4/2027
32A | 0003820 | Emerald Energy | EE-RDC-290 | 32A(i): A refrigerated display cabinet (RDC) or a gelato or ice-cream scooping cabinet | Class 7 |  | IRV | 11.83 | 3.499 | 2.25 | 290 | Approved | 10/12/2018 | 25/4/2027
32A | 0003821 | Emerald Energy | EE-RDC-296 | 32A(i): A refrigerated display cabinet (RDC) or a gelato or ice-cream scooping cabinet | Class 7 |  | IRV | 8.7978 | 2.647 | 2.31 | 0 | Approved | 10/12/2018 | 17/5/2027
32A | 0003822 | Emerald Energy | EE-RDC-737 | 32A(i): A refrigerated display cabinet (RDC) or a gelato or ice-cream scooping cabinet | Class 7 |  | IRV | 13.91 | 3 | 1.3742 | 0 | Approved | 10/12/2018 | 12/5/2027
32A | 0003823 | Emerald Energy | EE-RDC-830 | 32A(i): A refrigerated display cabinet (RDC) or a gelato or ice-cream scooping cabinet | Class 7 |  | IRV | 19.2521 | 4.52 | 1.58 | 0 | Approved | 10/12/2018 | 16/5/2027
32A | 0003824 | Emerald Energy | EE-RDC-98 | 32A(i): A refrigerated display cabinet (RDC) or a gelato or ice-cream scooping cabinet | Class 7 |  | IRV | 13.39 | 2.44 | 1.003 | 0 | Approved | 10/12/2018 | 11/4/2027
32A | 0003825 | ERS energy | EF115 | 32A(i): A refrigerated display cabinet (RDC) or a gelato or ice-cream scooping cabinet | Class 7 |  | IRV | 9.5844 | 1.16 | 0.33 | 0 | Approved | 10/12/2018 | 6/4/2027
32A | 0003826 | ERS energy | EF190D | 32A(i): A refrigerated display cabinet (RDC) or a gelato or ice-cream scooping cabinet | Class 7 |  | IRV | 16.4835 | 2.25 | 0.5 | 0 | Approved | 10/12/2018 | 7/4/2027
32A | 0003827 | ERS energy | EF280F | 32A(i): A refrigerated display cabinet (RDC) or a gelato or ice-cream scooping cabinet | Class 7 |  | IRV | 11.7407 | 3.28 | 2.067 | 0 | Approved | 10/12/2018 | 8/5/2027
32A | 0003828 | ERS energy | EF290F | 32A(i): A refrigerated display cabinet (RDC) or a gelato or ice-cream scooping cabinet | Class 7 |  | IRV | 10.6884 | 3.2 | 2.29 | 0 | Approved | 10/12/2018 | 22/5/2027
32A | 0003829 | ERS energy | EF431 | 32A(i): A refrigerated display cabinet (RDC) or a gelato or ice-cream scooping cabinet | Class 7 |  | IRV | 15.7791 | 2.8 | 0.95 | 0 | Approved | 10/12/2018 | 13/4/2027
32A | 0003830 | ERS energy | EF48U | 32A(i): A refrigerated display cabinet (RDC) or a gelato or ice-cream scooping cabinet | Class 7 |  | IRV | 5.1089 | 0.532 | 0.1363 | 0 | Approved | 10/12/2018 | 16/5/2027
32A | 0003831 | ERS energy | EF70U | 32A(i): A refrigerated display cabinet (RDC) or a gelato or ice-cream scooping cabinet | Class 7 |  | IRV | 5.1282 | 0.56 | 0.1986 | 0 | Approved | 10/12/2018 | 16/5/2027
32A | 0003832 | ERS energy | EF792D | 32A(i): A refrigerated display cabinet (RDC) or a gelato or ice-cream scooping cabinet | Class 7 |  | IRV | 19.2521 | 4.52 | 1.58 | 0 | Approved | 10/12/2018 | 13/4/2027
32A | 0003833 | ERS energy | EF98F | 32A(i): A refrigerated display cabinet (RDC) or a gelato or ice-cream scooping cabinet | Class 7 |  | IRV | 13.3399 | 2.44 | 1.01 | 0 | Approved | 10/12/2018 | 8/5/2027
32A | 0003836 | Thermaster | FC-LS111AHA | 32A(i): A refrigerated display cabinet (RDC) or a gelato or ice-cream scooping cabinet | Class 7 |  | IRV | 28.56 | 5.64 | 1.17 | 0 | Approved | 10/12/2018 | 6/2/2027
32A | 0003837 | Thermaster | FC-LS111ASA | 32A(i): A refrigerated display cabinet (RDC) or a gelato or ice-cream scooping cabinet | Class 7 |  | IRV | 28.56 | 5.64 | 1.17 | 0 | Approved | 10/12/2018 | 6/2/2027
32A | 0003840 | Bonvue | GAN-900RF3 | 32A(i): A refrigerated display cabinet (RDC) or a gelato or ice-cream scooping cabinet | Class 7 |  | IRV | 18.91 | 5.37 | 2.12 | 0 | Approved | 10/12/2018 | 9/3/2027
32A | 0003841 | Greenbolt | GB/RDC/120LSD | 32A(i): A refrigerated display cabinet (RDC) or a gelato or ice-cream scooping cabinet | Class 7 |  | IRV | 7.67 | 0.88 | 0.26 | 0 | Approved | 10/12/2018 | 22/5/2027
32A | 0003842 | Greenbolt | GB/RDC/460LSD | 32A(i): A refrigerated display cabinet (RDC) or a gelato or ice-cream scooping cabinet | Class 7 |  | IRV | 18.57 | 3.296 | 0.95 | 0 | Approved | 10/12/2018 | 3/5/2027
32A | 0003843 | Hussmann | GHN74-C | 32A(i): A refrigerated display cabinet (RDC) or a gelato or ice-cream scooping cabinet | Class 13 |  | RFH | 62.954 | 15.596 | 2.102 | 0 | Approved | 10/12/2018 | 1/12/2026
32A | 0003844 | Polar Refrigeration | GM498-A | 32A(i): A refrigerated display cabinet (RDC) or a gelato or ice-cream scooping cabinet | Class 2 | ND | IFH | 27.808 | 2.04 | 0.32 | 0 | Approved | 10/12/2018 | 7/12/2026
32A | 0003845 | Polar Refrigeration | GM499-A | 32A(i): A refrigerated display cabinet (RDC) or a gelato or ice-cream scooping cabinet | Class 2 | ND | IFH | 34.066 | 3.098 | 0.5 | 0 | Approved | 10/12/2018 | 8/12/2026
32A | 0003846 | Bonvue | GN-900RT | 32A(i): A refrigerated display cabinet (RDC) or a gelato or ice-cream scooping cabinet | Class 7 |  | IRV | 24.4042 | 5.13 | 1.31 | 0 | Approved | 10/12/2018 | 8/2/2027
32A | 0003847 | EPTA | Granvaldaj Narrow TL 15 MT181 | 32A(i): A refrigerated display cabinet (RDC) or a gelato or ice-cream scooping cabinet | Class 14 |  | RRV or RRV-2 | 20.1609 | 6.99 | 2.81 | 0 | Approved | 10/12/2018 | 2/12/2026
32A | 0003848 | Thermaster | HR600G S/S | 32A(i): A refrigerated display cabinet (RDC) or a gelato or ice-cream scooping cabinet | Class 7 |  | IRV | 12.95 | 2.246 | 0.911 | 0 | Approved | 10/12/2018 | 14/11/2025
32A | 0003849 | Thermaster | HR200G S/S | 32A(i): A refrigerated display cabinet (RDC) or a gelato or ice-cream scooping cabinet | Class 7 |  | IRV | 14.29 | 1.6 | 0.23 | 0 | Approved | 10/12/2018 | 28/10/2027
32A | 0003850 | ISA | Galaxy 125 TN GD H205 | 32A(i): A refrigerated display cabinet (RDC) or a gelato or ice-cream scooping cabinet | Class 7 |  | IRV | 54.1149 | 13.689 | 1.784 | 0 | Approved | 10/12/2018 | 18/11/2026
32A | 0003851 | Thermaster | HR400G S/S | 32A(i): A refrigerated display cabinet (RDC) or a gelato or ice-cream scooping cabinet | Class 7 |  | IRV | 13.31 | 2.119 | 0.75 | 0 | Approved | 10/12/2018 | 10/11/2025
32A | 0003852 | Thermaster | HTR100N | 32A(i): A refrigerated display cabinet (RDC) or a gelato or ice-cream scooping cabinet | Class 7 |  | IRV | 20.3111 | 3.291 | 0.78 | 0 | Approved | 10/12/2018 | 3/3/2027
32A | 0003853 | Schmick | HUS-BC115-B | 32A(iii): A refrigerated storage cabinet (RSC) | Class 3 | LD | SRH | 11.5605 | 0.55 | 0 | 115 | Approved | 10/12/2018 | 6/3/2027
32A | 0003854 | Schmick | HUS-BC115-SS | 32A(iii): A refrigerated storage cabinet (RSC) | Class 3 | LD | SRH | 11.56 | 0.55 | 0 | 115 | Approved | 10/12/2018 | 6/3/2027
32A | 0003855 | Schmick | HUS-BC70B-RET | 32A(iii): A refrigerated storage cabinet (RSC) | Class 3 | LD | SRH | 11.1232 | 0.5 | 0 | 70 | Approved | 10/12/2018 | 6/3/2027
32A | 0003856 | Schmick | HUS-EX108 | 32A(i): A refrigerated display cabinet (RDC) or a gelato or ice-cream scooping cabinet | Class 7 |  | IRV | 18.93 | 2.36 | 0.37 | 0 | Approved | 10/12/2018 | 2/2/2027
32A | 0003857 | Schmick | HUS-RND70-B | 32A(iii): A refrigerated storage cabinet (RSC) | Class 3 | LD | SRH | 11.1232 | 0.5 | 0 | 70 | Approved | 10/12/2018 | 6/3/2027
32A | 0003858 | Schmick | HUS-SC23B | 32A(i): A refrigerated display cabinet (RDC) or a gelato or ice-cream scooping cabinet | Class 7 |  | IRV | 8.7523 | 0.901 | 0.13 | 0 | Approved | 10/12/2018 | 1/2/2027
32A | 0003859 | Schmick | HUS-SC23C | 32A(i): A refrigerated display cabinet (RDC) or a gelato or ice-cream scooping cabinet | Class 7 |  | IRV | 8.7523 | 0.901 | 0.13 | 0 | Approved | 10/12/2018 | 1/2/2027
32A | 0003860 | Schmick | HUS-SC23W-SS | 32A(i): A refrigerated display cabinet (RDC) or a gelato or ice-cream scooping cabinet | Class 7 |  | IRV | 8.7523 | 0.901 | 0.13 | 0 | Approved | 10/12/2018 | 1/2/2027
32A | 0003861 | Schmick | HUS-SC50AB | 32A(i): A refrigerated display cabinet (RDC) or a gelato or ice-cream scooping cabinet | Class 7 |  | IRV | 12.63 | 1.315 | 0.14 | 0 | Approved | 10/12/2018 | 27/1/2027
32A | 0003862 | Schmick | HUS-SC50B | 32A(i): A refrigerated display cabinet (RDC) or a gelato or ice-cream scooping cabinet | Class 7 |  | IRV | 12.63 | 1.315 | 0.14 | 0 | Approved | 10/12/2018 | 27/1/2027
32A | 0003863 | Schmick | HUS-SC50-SS | 32A(i): A refrigerated display cabinet (RDC) or a gelato or ice-cream scooping cabinet | Class 7 |  | IRV | 12.63 | 1.315 | 0.14 | 0 | Approved | 10/12/2018 | 1/2/2027
32A | 0003864 | Schmick | HUS-SC50W | 32A(i): A refrigerated display cabinet (RDC) or a gelato or ice-cream scooping cabinet | Class 7 |  | IRV | 12.6277 | 1.315 | 0.14 | 0 | Approved | 10/12/2018 | 27/1/2027
32A | 0003865 | Schmick | HUS-SC70-B | 32A(i): A refrigerated display cabinet (RDC) or a gelato or ice-cream scooping cabinet | Class 7 |  | IRV | 14.65 | 1.6 | 0.2 | 0 | Approved | 10/12/2018 | 1/2/2027
32A | 0003866 | Schmick | HUS-SC70L-SS | 32A(i): A refrigerated display cabinet (RDC) or a gelato or ice-cream scooping cabinet | Class 7 |  | IRV | 14.65 | 1.6 | 0.2 | 0 | Approved | 10/12/2018 | 1/2/2027
32A | 0003867 | Schmick | HUS-SC70-SS | 32A(i): A refrigerated display cabinet (RDC) or a gelato or ice-cream scooping cabinet | Class 7 |  | IRV | 14.65 | 1.6 | 0.2 | 0 | Approved | 10/12/2018 | 1/2/2027
32A | 0003868 | Schmick | HUS-SC88L-SS | 32A(i): A refrigerated display cabinet (RDC) or a gelato or ice-cream scooping cabinet | Class 7 |  | IRV | 9.8729 | 1.15 | 0.28 | 0 | Approved | 10/12/2018 | 9/2/2027
32A | 0003869 | Schmick | HUS-SC88-SS | 32A(i): A refrigerated display cabinet (RDC) or a gelato or ice-cream scooping cabinet | Class 7 |  | IRV | 9.8729 | 1.15 | 0.28 | 0 | Approved | 10/12/2018 | 9/2/2027
32A | 0003870 | Schmick | JC132B | 32A(i): A refrigerated display cabinet (RDC) or a gelato or ice-cream scooping cabinet | Class 7 |  | IRV | 10.4818 | 1.24 | 0.3 | 0 | Approved | 10/12/2018 | 22/2/2027
32A | 0003871 | Schmick | JC132B-860 | 32A(i): A refrigerated display cabinet (RDC) or a gelato or ice-cream scooping cabinet | Class 7 |  | IRV | 10.48 | 1.24 | 0.3 | 0 | Approved | 10/12/2018 | 22/2/2027
32A | 0003872 | Schmick | JC132B-B | 32A(i): A refrigerated display cabinet (RDC) or a gelato or ice-cream scooping cabinet | Class 7 |  | IRV | 10.4818 | 1.24 | 0.3 | 0 | Approved | 10/12/2018 | 22/2/2027
32A | 0003873 | Schmick | JC132B-B-860 | 32A(i): A refrigerated display cabinet (RDC) or a gelato or ice-cream scooping cabinet | Class 7 |  | IRV | 10.48 | 1.24 | 0.3 | 0 | Approved | 10/12/2018 | 22/2/2027
32A | 0003874 | Schmick | JC165 | 32A(i): A refrigerated display cabinet (RDC) or a gelato or ice-cream scooping cabinet | Class 7 |  | IRV | 12.4328 | 1.55 | 0.37 | 0 | Approved | 10/12/2018 | 22/2/2027
32A | 0003875 | Schmick | JC165B | 32A(i): A refrigerated display cabinet (RDC) or a gelato or ice-cream scooping cabinet | Class 7 |  | IRV | 12.4328 | 1.55 | 0.37 | 0 | Approved | 10/12/2018 | 22/2/2027
32A | 0003876 | Schmick | JC190-GG | 32A(i): A refrigerated display cabinet (RDC) or a gelato or ice-cream scooping cabinet | Class 7 |  | IRV | 20.1207 | 2.6 | 0.42 | 0 | Approved | 10/12/2018 | 27/2/2027
32A | 0003877 | Schmick | JC95B | 32A(i): A refrigerated display cabinet (RDC) or a gelato or ice-cream scooping cabinet | Class 7 |  | IRV | 7.99 | 0.88 | 0.21 | 0 | Approved | 10/12/2018 | 3/3/2027
32A | 0003878 | Schmick | JC95B-860 | 32A(i): A refrigerated display cabinet (RDC) or a gelato or ice-cream scooping cabinet | Class 7 |  | IRV | 7.99 | 0.88 | 0.21 | 0 | Approved | 10/12/2018 | 3/3/2027
32A | 0003879 | Schmick | JC95B-B | 32A(i): A refrigerated display cabinet (RDC) or a gelato or ice-cream scooping cabinet | Class 7 |  | IRV | 7.99 | 0.88 | 0.21 | 0 | Approved | 10/12/2018 | 3/3/2027
32A | 0003880 | Schmick | JC95B-B-860 | 32A(i): A refrigerated display cabinet (RDC) or a gelato or ice-cream scooping cabinet | Class 7 |  | IRV | 7.99 | 0.88 | 0.21 | 0 | Approved | 10/12/2018 | 3/3/2027
32A | 0003881 | Schmick | JC95W | 32A(i): A refrigerated display cabinet (RDC) or a gelato or ice-cream scooping cabinet | Class 7 |  | IRV | 7.99 | 0.88 | 0.21 | 0 | Approved | 10/12/2018 | 3/3/2027
32A | 0003882 | Schmick | JC95W-860 | 32A(i): A refrigerated display cabinet (RDC) or a gelato or ice-cream scooping cabinet | Class 7 |  | IRV | 7.99 | 0.88 | 0.21 | 0 | Approved | 10/12/2018 | 3/3/2027
32A | 0003883 | Schmick | JC95W-B | 32A(i): A refrigerated display cabinet (RDC) or a gelato or ice-cream scooping cabinet | Class 7 |  | IRV | 7.99 | 0.88 | 0.21 | 0 | Approved | 10/12/2018 | 3/3/2027
32A | 0003884 | Schmick | JC95W-B-860 | 32A(i): A refrigerated display cabinet (RDC) or a gelato or ice-cream scooping cabinet | Class 7 |  | IRV | 7.99 | 0.88 | 0.21 | 0 | Approved | 10/12/2018 | 3/3/2027
32A | 0003885 | HITLINE | Indiana.MV.090.MT.D.220-DLM-2500 | 32A(i): A refrigerated display cabinet (RDC) or a gelato or ice-cream scooping cabinet | Class 14 |  | RRV or RRV-2 | 36.9 | 17.896 | 4.33 | 0 | Approved | 10/12/2018 | 15/5/2029
32A | 0003886 | Koeler | KVN-1120A | 32A(i): A refrigerated display cabinet (RDC) or a gelato or ice-cream scooping cabinet | Class 7 |  | IRV | 13.4731 | 3.204 | 1.61 | 0 | Approved | 10/12/2018 | 10/3/2027
32A | 0003887 | Koeler | KVN-1120F | 32A(i): A refrigerated display cabinet (RDC) or a gelato or ice-cream scooping cabinet | Class 7 |  | IRV | 13.7678 | 3.274 | 1.61 | 0 | Approved | 10/12/2018 | 10/3/2027
32A | 0003888 | Koeler | KVN-300 | 32A(i): A refrigerated display cabinet (RDC) or a gelato or ice-cream scooping cabinet | Class 7 |  | IRV | 10.82 | 3.2 | 2.25 | 0 | Approved | 10/12/2018 | 24/3/2027
32A | 0003889 | Koeler | KVN-300A | 32A(i): A refrigerated display cabinet (RDC) or a gelato or ice-cream scooping cabinet | Class 7 |  | IRV | 10.7185 | 3.175 | 2.25 | 0 | Approved | 10/12/2018 | 21/4/2027
32A | 0003890 | Koeler | KVN-700 | 32A(i): A refrigerated display cabinet (RDC) or a gelato or ice-cream scooping cabinet | Class 7 |  | IRV | 13.6692 | 2.546 | 1.05 | 0 | Approved | 10/12/2018 | 27/2/2027
32A | 0003891 | Thermaster | LG-1000BG | 32A(i): A refrigerated display cabinet (RDC) or a gelato or ice-cream scooping cabinet | Class 7 |  | IRV | 28.56 | 5.64 | 1.17 | 0 | Approved | 10/12/2018 | 6/2/2027
32A | 0003892 | Thermaster | LG-1000GE | 32A(i): A refrigerated display cabinet (RDC) or a gelato or ice-cream scooping cabinet | Class 7 |  | IRV | 28.56 | 5.64 | 1.17 | 0 | Approved | 10/12/2018 | 6/2/2027
32A | 0003893 | Thermaster | LG-1000SDBG | 32A(i): A refrigerated display cabinet (RDC) or a gelato or ice-cream scooping cabinet | Class 7 |  | IRV | 28.56 | 5.64 | 1.17 | 0 | Approved | 10/12/2018 | 6/2/2027
32A | 0003894 | Thermaster | LG-208HC | 32A(i): A refrigerated display cabinet (RDC) or a gelato or ice-cream scooping cabinet | Class 7 |  | IRV | 13.3384 | 1.759 | 0.451 | 0 | Approved | 10/12/2018 | 22/11/2025
32A | 0003895 | Thermaster | LG-208SC | 32A(i): A refrigerated display cabinet (RDC) or a gelato or ice-cream scooping cabinet | Class 7 |  | IRV | 13.3384 | 1.759 | 0.451 | 0 | Approved | 10/12/2018 | 22/11/2025
32A | 0003896 | Thermaster | LG-330HC | 32A(i): A refrigerated display cabinet (RDC) or a gelato or ice-cream scooping cabinet | Class 7 |  | IRV | 14.1752 | 2.183 | 0.695 | 0 | Approved | 10/12/2018 | 22/11/2025
32A | 0003897 | Thermaster | LG-330SC | 32A(i): A refrigerated display cabinet (RDC) or a gelato or ice-cream scooping cabinet | Class 7 |  | IRV | 14.1752 | 2.183 | 0.695 | 0 | Approved | 10/12/2018 | 22/11/2025
32A | 0003898 | GREEN&HEALTH | LG-620 | 32A(i): A refrigerated display cabinet (RDC) or a gelato or ice-cream scooping cabinet | Class 7 | HD | IRV | 31.47 | 5.04 | 0.76 | 0 | Approved | 10/12/2018 | 14/2/2026
32A | 0003899 | Arneg | LIPSIA 100/216 375S23050 | 32A(i): A refrigerated display cabinet (RDC) or a gelato or ice-cream scooping cabinet | Class 14 |  | RRV or RRV-2 | 36.452 | 28.659 | 7.639 | 0 | Approved | 10/12/2018 | 9/1/2027
32A | 0003900 | Arneg | LIPSIA 110/216 375S23050 | 32A(i): A refrigerated display cabinet (RDC) or a gelato or ice-cream scooping cabinet | Class 14 |  | RRV or RRV-2 | 36.452 | 28.659 | 7.639 | 0 | Approved | 10/12/2018 | 9/1/2027
32A | 0003901 | Arneg | LISBONA 2 LF 105218 375S23050 | 32A(i): A refrigerated display cabinet (RDC) or a gelato or ice-cream scooping cabinet | Class 14 |  | RRV or RRV-2 | 50.1319 | 34.576 | 6.585 | 0 | Approved | 10/12/2018 | 11/4/2027
32A | 0003902 | Hussmann | MCN116-6D | 32A(i): A refrigerated display cabinet (RDC) or a gelato or ice-cream scooping cabinet | Class 14 |  | RRV or RRV-2 | 77.0736 | 51.198 | 6.304 | 0 | Approved | 10/12/2018 | 15/12/2026
32A | 0003903 | Hussmann | MCN116-6L | 32A(i): A refrigerated display cabinet (RDC) or a gelato or ice-cream scooping cabinet | Class 14 |  | RRV or RRV-2 | 77.0736 | 51.198 | 6.304 | 0 | Approved | 10/12/2018 | 15/12/2026
32A | 0003904 | MELBA | MEL1000-BK | 32A(i): A refrigerated display cabinet (RDC) or a gelato or ice-cream scooping cabinet | Class 7 |  | IRV | 15.99 | 3.77 | 1.59 | 0 | Approved | 10/12/2018 | 10/4/2027
32A | 0003905 | MELBA | MEL400 | 32A(i): A refrigerated display cabinet (RDC) or a gelato or ice-cream scooping cabinet | Class 7 |  | IRV | 8.8513 | 2.65 | 2.29 | 0 | Approved | 10/12/2018 | 16/5/2027
32A | 0003906 | MELBA | MELCTB0100-A | 32A(i): A refrigerated display cabinet (RDC) or a gelato or ice-cream scooping cabinet | Class 7 |  | IRV | 20.17 | 3.339 | 0.82 | 0 | Approved | 10/12/2018 | 3/3/2027
32A | 0003907 | MELBA | MELCTB080-A | 32A(i): A refrigerated display cabinet (RDC) or a gelato or ice-cream scooping cabinet | Class 7 |  | IRV | 16.8807 | 2.548 | 0.66 | 0 | Approved | 10/12/2018 | 3/3/3027
32A | 0003908 | MELBA | MELCTW0100-A | 32A(i): A refrigerated display cabinet (RDC) or a gelato or ice-cream scooping cabinet | Class 7 |  | IRV | 20.1667 | 3.339 | 0.82 | 0 | Approved | 10/12/2018 | 3/3/2027
32A | 0003909 | MELBA | MELCTW080-A | 32A(i): A refrigerated display cabinet (RDC) or a gelato or ice-cream scooping cabinet | Class 7 |  | IRV | 16.8807 | 2.548 | 0.66 | 0 | Approved | 10/12/2018 | 3/3/2027
32A | 0003910 | MELBA | MELDCB-280-A | 32A(i): A refrigerated display cabinet (RDC) or a gelato or ice-cream scooping cabinet | Class 7 |  | IRV | 15.99 | 3.74 | 1.57 | 0 | Approved | 10/12/2018 | 3/3/2027
32A | 0003911 | MELBA | MELDCW-280-A | 32A(i): A refrigerated display cabinet (RDC) or a gelato or ice-cream scooping cabinet | Class 7 |  | IRV | 15.9918 | 3.74 | 1.57 | 0 | Approved | 10/12/2018 | 3/3/2027
32A | 0003912 | Malaxo Australia | MLX620-1M | 32A(i): A refrigerated display cabinet (RDC) or a gelato or ice-cream scooping cabinet | Class 7 |  | IRV | 12.9614 | 2.3 | 0.95 | 0 | Approved | 10/12/2018 | 16/5/2027
32A | 0003913 | Malaxo Australia | MLX-78L | 32A(i): A refrigerated display cabinet (RDC) or a gelato or ice-cream scooping cabinet | Class 7 |  | IRV | 17.494 | 2.775 | 0.74 | 0 | Approved | 10/12/2018 | 19/5/2027
32A | 0003914 | Hussmann | MPD216-3 | 32A(i): A refrigerated display cabinet (RDC) or a gelato or ice-cream scooping cabinet | Class 14 |  | RRV or RRV-2 | 33.4966 | 12.654 | 3.147 | 0 | Approved | 10/12/2018 | 1/10/2028
32A | 0003915 | EPTA | Multifreeze Plus Efficia 1D | 32A(i): A refrigerated display cabinet (RDC) or a gelato or ice-cream scooping cabinet | Class 8 |  | IFV | 62.7006 | 12.5 | 0.965 | 0 | Approved | 10/12/2018 | 23/5/2027
32A | 0003916 | EPTA | Multifreeze Plus Efficia 2D | 32A(i): A refrigerated display cabinet (RDC) or a gelato or ice-cream scooping cabinet | Class 8 |  | IFV | 58.24 | 22.4 | 1.93 | 0 | Approved | 10/12/2018 | 18/5/2027
32A | 0003917 | EPTA | Multifreeze Plus Efficia 3D | 32A(i): A refrigerated display cabinet (RDC) or a gelato or ice-cream scooping cabinet | Class 8 |  | IFV | 52.1144 | 29.7 | 2.896 | 0 | Approved | 10/12/2018 | 23/5/2027
32A | 0003918 | EPTA | Multifreeze Plus Efficia 4D | 32A(i): A refrigerated display cabinet (RDC) or a gelato or ice-cream scooping cabinet | Class 8 |  | IFV | 48.7216 | 36.7 | 3.86 | 0 | Approved | 10/12/2018 | 18/5/2027
32A | 0003919 | EPTA | Multifreeze Bio 1D | 32A(i): A refrigerated display cabinet (RDC) or a gelato or ice-cream scooping cabinet | Class 8 |  | IFV | 62.7 | 12.5 | 0.965 | 0 | Approved | 10/12/2018 | 23/5/2027
32A | 0003920 | EPTA | Multifreeze Bio 2D | 32A(i): A refrigerated display cabinet (RDC) or a gelato or ice-cream scooping cabinet | Class 8 |  | IFV | 58.2378 | 22.4 | 1.93 | 0 | Approved | 10/12/2018 | 18/5/2027
32A | 0003921 | EPTA | Multifreeze Bio 3D | 32A(i): A refrigerated display cabinet (RDC) or a gelato or ice-cream scooping cabinet | Class 8 |  | IFV | 52.1144 | 29.7 | 2.896 | 0 | Approved | 10/12/2018 | 23/5/2027
32A | 0003922 | EPTA | Multifreeze Bio 4D | 32A(i): A refrigerated display cabinet (RDC) or a gelato or ice-cream scooping cabinet | Class 8 |  | IFV | 48.7216 | 36.7 | 3.86 | 0 | Approved | 10/12/2018 | 18/5/2027
32A | 0003923 | Bonnet Neve | ONWAVE 3 ECO 125 | 32A(i): A refrigerated display cabinet (RDC) or a gelato or ice-cream scooping cabinet | Class 7 |  | IRV | 29.1632 | 6.9 | 1.6 | 0 | Approved | 10/12/2018 | 16/11/2025
32A | 0003924 | Bonnet Neve | ONWAVE 3 ECO 188 | 32A(i): A refrigerated display cabinet (RDC) or a gelato or ice-cream scooping cabinet | Class 7 |  | IRV | 25.2101 | 7.8 | 2.4 | 0 | Approved | 10/12/2018 | 17/11/2025
32A | 0003925 | Bonnet Neve | ONWAVE 3 ECO 250 | 32A(i): A refrigerated display cabinet (RDC) or a gelato or ice-cream scooping cabinet | Class 7 |  | IRV | 31.9448 | 12.5 | 3.3 | 0 | Approved | 10/12/2018 | 16/11/2025
32A | 0003926 | Bonnet Neve | ONWAVE 3 ECO 93 | 32A(i): A refrigerated display cabinet (RDC) or a gelato or ice-cream scooping cabinet | Class 7 |  | IRV | 29.97 | 6 | 1.2 | 0 | Approved | 10/12/2018 | 17/11/2025
32A | 0003927 | ISA | Panda 85/205 Plug-In TN 250 | 32A(i): A refrigerated display cabinet (RDC) or a gelato or ice-cream scooping cabinet | Class 7 |  | IRV | 49.4032 | 20.856 | 3.636 | 0 | Approved | 10/12/2018 | 22/11/2026
32A | 0003928 | Kaplanlar | PEARL DL DGD | 32A(i): A refrigerated display cabinet (RDC) or a gelato or ice-cream scooping cabinet | Class 14 |  | RRV or RRV-2 | 34.41 | 21.7 | 5.93 | 0 | Approved | 10/12/2018 | 21/2/2027
32A | 0003929 | Kaplanlar | PEARL DL DGD 1250mm | 32A(i): A refrigerated display cabinet (RDC) or a gelato or ice-cream scooping cabinet | Class 14 |  | RRV or RRV-2 | 34.41 | 21.7 | 5.93 | 0 | Approved | 10/12/2018 | 21/2/2027
32A | 0003930 | Kaplanlar | PEARL DL DGD 1875mm | 32A(i): A refrigerated display cabinet (RDC) or a gelato or ice-cream scooping cabinet | Class 14 |  | RRV or RRV-2 | 34.41 | 21.7 | 5.93 | 0 | Approved | 10/12/2018 | 21/2/2027
32A | 0003931 | Kaplanlar | PEARL DL DGD 2500mm | 32A(i): A refrigerated display cabinet (RDC) or a gelato or ice-cream scooping cabinet | Class 14 |  | RRV or RRV-2 | 34.41 | 21.7 | 5.93 | 0 | Approved | 10/12/2018 | 21/2/2027
32A | 0003932 | Kaplanlar | PEARL DL DGD 3125mm | 32A(i): A refrigerated display cabinet (RDC) or a gelato or ice-cream scooping cabinet | Class 14 |  | RRV or RRV-2 | 34.41 | 21.7 | 5.93 | 0 | Approved | 10/12/2018 | 21/2/2027
32A | 0003933 | Kaplanlar | PEARL DL DGD 3750mm | 32A(i): A refrigerated display cabinet (RDC) or a gelato or ice-cream scooping cabinet | Class 14 |  | RRV or RRV-2 | 34.41 | 21.7 | 5.93 | 0 | Approved | 10/12/2018 | 21/2/2027
32A | 0003934 | Kaplanlar | PEARL DL DGD 937,5mm | 32A(i): A refrigerated display cabinet (RDC) or a gelato or ice-cream scooping cabinet | Class 14 |  | RRV or RRV-2 | 34.41 | 21.7 | 5.93 | 0 | Approved | 10/12/2018 | 24/2/2027
32A | 0003935 | Kaplanlar | PEARL FV | 32A(i): A refrigerated display cabinet (RDC) or a gelato or ice-cream scooping cabinet | Class 14 |  | RRV or RRV-2 | 67.8687 | 42.8 | 5.93 | 0 | Approved | 10/12/2018 | 24/7/2027
32A | 0003936 | Kaplanlar | PEARL FV 1250mm | 32A(i): A refrigerated display cabinet (RDC) or a gelato or ice-cream scooping cabinet | Class 14 |  | RRV or RRV-2 | 67.8687 | 42.8 | 5.93 | 0 | Approved | 10/12/2018 | 24/7/2027
32A | 0003937 | Kaplanlar | PEARL FV 1875mm | 32A(i): A refrigerated display cabinet (RDC) or a gelato or ice-cream scooping cabinet | Class 14 |  | RRV or RRV-2 | 67.8687 | 42.8 | 5.93 | 0 | Approved | 10/12/2018 | 24/7/2027
32A | 0003938 | Kaplanlar | PEARL FV 2500mm | 32A(i): A refrigerated display cabinet (RDC) or a gelato or ice-cream scooping cabinet | Class 14 |  | RRV or RRV-2 | 67.8687 | 42.8 | 5.93 | 0 | Approved | 10/12/2018 | 24/7/2027
32A | 0003939 | Kaplanlar | PEARL FV 3125mm | 32A(i): A refrigerated display cabinet (RDC) or a gelato or ice-cream scooping cabinet | Class 14 |  | RRV or RRV-2 | 67.8687 | 42.8 | 5.93 | 0 | Approved | 10/12/2018 | 24/7/2027
32A | 0003940 | Kaplanlar | PEARL FV 3750mm | 32A(i): A refrigerated display cabinet (RDC) or a gelato or ice-cream scooping cabinet | Class 14 |  | RRV or RRV-2 | 67.8687 | 42.8 | 5.93 | 0 | Approved | 10/12/2018 | 24/7/2027
32A | 0003941 | Kaplanlar | PEARL FV 937,5mm | 32A(i): A refrigerated display cabinet (RDC) or a gelato or ice-cream scooping cabinet | Class 14 |  | RRV or RRV-2 | 67.8687 | 42.8 | 5.93 | 0 | Approved | 10/12/2018 | 24/7/2027
32A | 0003948 | Optitech | OPT-RDC-1G-120L | 32A(i): A refrigerated display cabinet (RDC) or a gelato or ice-cream scooping cabinet | Class 7 | LD | IRV | 7.6748 | 0.88 | 0.26 | 0 | Approved | 10/12/2018 | 18/4/2027
32A | 0003949 | Optitech | OPT-RDC-1G-120L-D | 32A(i): A refrigerated display cabinet (RDC) or a gelato or ice-cream scooping cabinet | Class 7 |  | IRV | 9.42 | 1.08 | 0.26 | 0 | Approved | 10/12/2018 | 31/5/2027
32A | 0003950 | Optitech | OPT-RDC-1G-460L | 32A(i): A refrigerated display cabinet (RDC) or a gelato or ice-cream scooping cabinet | Class 7 | LD | IRV | 18.5968 | 3.296 | 0.95 | 0 | Approved | 10/12/2018 | 18/4/2027
32A | 0003951 | Optitech | OPT-RDC-1G-460L-D | 32A(i): A refrigerated display cabinet (RDC) or a gelato or ice-cream scooping cabinet | Class 7 |  | IRV | 17.97 | 3.186 | 0.95 | 0 | Approved | 10/12/2018 | 8/5/2027
32A | 0003952 | Optitech | OPT-RDC-4G-115L | 32A(i): A refrigerated display cabinet (RDC) or a gelato or ice-cream scooping cabinet | Class 7 |  | IRV | 17 | 3.28 | 1.12 | 0 | Approved | 10/12/2018 | 16/5/2027
32A | 0003953 | Optitech | OPT-RDC-4G-278L | 32A(i): A refrigerated display cabinet (RDC) or a gelato or ice-cream scooping cabinet | Class 7 | ND | IRV | 12.92 | 3.41 | 1.9 | 0 | Approved | 10/12/2018 | 21/4/2027
32A | 0003954 | Optitech | OPT-RDC-4G-288L | 32A(i): A refrigerated display cabinet (RDC) or a gelato or ice-cream scooping cabinet | Class 7 |  | IRV | 11.66 | 3.29 | 2.1 | 0 | Approved | 10/12/2018 | 7/6/2027
32A | 0003955 | Optitech | OPT-RDC-4G-98L | 32A(i): A refrigerated display cabinet (RDC) or a gelato or ice-cream scooping cabinet | Class 7 | ND | IRV | 18.53 | 3.39 | 1.01 | 98 | Approved | 10/12/2018 | 27/3/2027
32A | 0003956 | ISA | Panda 100/205 Plug-In TN 375 | 32A(i): A refrigerated display cabinet (RDC) or a gelato or ice-cream scooping cabinet | Class 7 |  | IRV | 49.7289 | 31.272 | 5.907 | 0 | Approved | 10/12/2018 | 22/11/2026
32A | 0003957 | Primsal | PRDC1140BB | 32A(i): A refrigerated display cabinet (RDC) or a gelato or ice-cream scooping cabinet | Class 7 |  | IRV | 9.43 | 1.15 | 0.34 | 0 | Approved | 10/12/2018 | 11/5/2027
32A | 0003958 | Primsal | PRDC1455UC | 32A(i): A refrigerated display cabinet (RDC) or a gelato or ice-cream scooping cabinet | Class 7 |  | IRV | 13.508 | 2.52 | 1.05 | 0 | Approved | 10/12/2018 | 25/4/2027
32A | 0003959 | Primsal | PRDC2770UC | 32A(i): A refrigerated display cabinet (RDC) or a gelato or ice-cream scooping cabinet | Class 7 |  | IRV | 13.7 | 3.254 | 1.61 | 0 | Approved | 10/12/2018 | 26/4/2027
32A | 0003960 | Primsal | PRDC4112UCA | 32A(i): A refrigerated display cabinet (RDC) or a gelato or ice-cream scooping cabinet | Class 7 |  | IRV | 10.64 | 2.13 | 1.2 | 0 | Approved | 10/12/2018 | 9/6/2027
32A | 0003961 | Primsal | PRDC4238UC | 32A(i): A refrigerated display cabinet (RDC) or a gelato or ice-cream scooping cabinet | Class 7 |  | IRV | 15.83 | 3.99 | 1.77 | 0 | Approved | 10/12/2018 | 25/4/2027
32A | 0003962 | Primsal | PRDC4278UC | 32A(i): A refrigerated display cabinet (RDC) or a gelato or ice-cream scooping cabinet | Class 7 |  | IRV | 13.7 | 3.84 | 2.08 | 0 | Approved | 10/12/2018 | 25/4/2027
32A | 0003963 | Primsal | PRDC4280UCA | 32A(i): A refrigerated display cabinet (RDC) or a gelato or ice-cream scooping cabinet | Class 7 |  | IRV | 11.74 | 3.28 | 2.07 | 0 | Approved | 10/12/2018 | 9/6/2027
32A | 0003964 | Primsal | PRDC4298UCA | 32A(i): A refrigerated display cabinet (RDC) or a gelato or ice-cream scooping cabinet | Class 7 |  | IRV | 10.72 | 3.175 | 2.25 | 0 | Approved | 10/12/2018 | 9/6/2027
32A | 0003965 | Primsal | PRDC478UC | 32A(i): A refrigerated display cabinet (RDC) or a gelato or ice-cream scooping cabinet | Class 7 |  | IRV | 16.85 | 2.76 | 0.8 | 0 | Approved | 10/12/2018 | 25/4/2027
32A | 0003966 | Primsal | PRDC498UC | 32A(i): A refrigerated display cabinet (RDC) or a gelato or ice-cream scooping cabinet | Class 7 |  | IRV | 18.26 | 3.34 | 1.01 | 0 | Approved | 10/12/2018 | 25/4/2027
32A | 0003967 | Primsal | PRDC498UCA | 32A(i): A refrigerated display cabinet (RDC) or a gelato or ice-cream scooping cabinet | Class 7 |  | IRV | 10.93 | 2 | 1.01 | 0 | Approved | 10/12/2018 | 9/6/2027
32A | 0003968 | Primsal | PRDC5160CD | 32A(i): A refrigerated display cabinet (RDC) or a gelato or ice-cream scooping cabinet | Class 7 |  | IRV | 11.98 | 2.177 | 0.996 | 0 | Approved | 10/12/2018 | 23/5/2027
32A | 0003969 | Vave Australia | RB-78L | 32A(i): A refrigerated display cabinet (RDC) or a gelato or ice-cream scooping cabinet | Class 7 |  | IRV | 17.494 | 2.775 | 0.74 | 0 | Approved | 10/12/2018 | 25/4/2027
32A | 0003970 | Greenbolt Pty Ltd | RDC100/07GB | 32A(i): A refrigerated display cabinet (RDC) or a gelato or ice-cream scooping cabinet | Class 7 |  | IRV | 18.53 | 3.39 | 1.01 | 0 | Approved | 10/12/2018 | 28/3/2027
32A | 0003971 | AtmosGlare | RDC-98L | 32A(i): A refrigerated display cabinet (RDC) or a gelato or ice-cream scooping cabinet | Class 7 |  | IRV | 18.53 | 3.39 | 1.01 | 0 | Approved | 10/12/2018 | 12/4/2027
32A | 0003972 | Hussmann | RLTM5 | 32A(i): A refrigerated display cabinet (RDC) or a gelato or ice-cream scooping cabinet | Class 15 |  | RFV | 61.7195 | 73.842 | 6.177 | 0 | Approved | 10/12/2018 | 3/5/2027
32A | 0003973 | Hussmann | RL-4 | 32A(i): A refrigerated display cabinet (RDC) or a gelato or ice-cream scooping cabinet | Class 15 |  | RFV | 58.7981 | 54.511 | 4.769 | 0 | Approved | 10/12/2018 | 29/6/2027
32A | 0003974 | EPTA | ROCK L ECO EUD 20 250 | 32A(i): A refrigerated display cabinet (RDC) or a gelato or ice-cream scooping cabinet | Class 14 |  | RRV or RRV-2 | 46.89 | 21.38 | 4.01 | 0 | Approved | 10/12/2018 | 7/7/2026
32A | 0003975 | EPTA | ROCK L ECO EUD 20 375 | 32A(i): A refrigerated display cabinet (RDC) or a gelato or ice-cream scooping cabinet | Class 14 |  | RRV or RRV-2 | 50.2 | 32.07 | 6.02 | 0 | Approved | 10/12/2018 | 12/7/2026
32A | 0003976 | EPTA | ROCK L ECO 20 250 | 32A(i): A refrigerated display cabinet (RDC) or a gelato or ice-cream scooping cabinet | Class 14 |  | RRV or RRV-2 | 46.89 | 21.38 | 4.01 | 0 | Approved | 10/12/2018 | 7/7/2026
32A | 0003977 | EPTA | ROCK L ECO 20 375 | 32A(i): A refrigerated display cabinet (RDC) or a gelato or ice-cream scooping cabinet | Class 14 |  | RRV or RRV-2 | 50.2 | 32.07 | 6.02 | 0 | Approved | 10/12/2018 | 12/7/2026
32A | 0003978 | Hussmann | RLTM2 | 32A(i): A refrigerated display cabinet (RDC) or a gelato or ice-cream scooping cabinet | Class 15 |  | RFV | 61.0738 | 29.792 | 2.471 | 0 | Approved | 10/12/2018 | 19/5/2027
32A | 0003979 | EPTA | ROCK L ECO4 20 375 | 32A(i): A refrigerated display cabinet (RDC) or a gelato or ice-cream scooping cabinet | Class 14 |  | RRV or RRV-2 | 50.2 | 32.07 | 6.02 | 0 | Approved | 10/12/2018 | 12/7/2026
32A | 0003980 | EPTA | ROCK N ECO EUD 22 375 | 32A(i): A refrigerated display cabinet (RDC) or a gelato or ice-cream scooping cabinet | Class 14 |  | RRV or RRV-2 | 35.0168 | 24.6 | 6.72 | 0 | Approved | 10/12/2018 | 23/5/2027
32A | 0003981 | EPTA | ROCK N ECO 22 188 | 32A(i): A refrigerated display cabinet (RDC) or a gelato or ice-cream scooping cabinet | Class 14 |  | RRV or RRV-2 | 31.0011 | 12.3 | 3.36 | 0 | Approved | 10/12/2018 | 28/11/2027
32A | 0003982 | EPTA | ROCK N ECO 22 375 | 32A(i): A refrigerated display cabinet (RDC) or a gelato or ice-cream scooping cabinet | Class 14 |  | RRV or RRV-2 | 35.0168 | 24.6 | 6.72 | 0 | Approved | 10/12/2018 | 23/5/2027
32A | 0003983 | EPTA | ROCK N ECO EUD 22 188 | 32A(i): A refrigerated display cabinet (RDC) or a gelato or ice-cream scooping cabinet | Class 14 |  | RRV or RRV-2 | 31.0011 | 12.3 | 3.36 | 0 | Approved | 10/12/2018 | 28/11/2027
32A | 0003984 | Arneg | SANTIAGO K SV500 DOOR - 2500 | 32A(i): A refrigerated display cabinet (RDC) or a gelato or ice-cream scooping cabinet | Class 14 |  | RRV or RRV-2 | 33.945 | 13.187 | 3.265 | 0 | Approved | 10/12/2018 | 19/7/2027
32A | 0003985 | Arneg | SANTIAGO K SV500 DOOR H170 3750 | 32A(i): A refrigerated display cabinet (RDC) or a gelato or ice-cream scooping cabinet | Class 14 |  | RRV or RRV-2 | 33.9542 | 18.23 | 4.898 | 0 | Approved | 10/12/2018 | 3/2/2027
32A | 0003986 | Arneg | SANTIAGO2ALF 85218 250S23050 | 32A(i): A refrigerated display cabinet (RDC) or a gelato or ice-cream scooping cabinet | Class 14 |  | RRV or RRV-2 | 25.8303 | 12.74 | 4.42 | 0 | Approved | 10/12/2018 | 21/3/2027
32A | 0003987 | Schmick | SC-98ST | 32A(i): A refrigerated display cabinet (RDC) or a gelato or ice-cream scooping cabinet | Class 7 |  | IRV | 9.8729 | 1.15 | 0.28 | 0 | Approved | 10/12/2018 | 27/1/2027
32A | 0003988 | ICS Pacific | Siena 80 | 32A(i): A refrigerated display cabinet (RDC) or a gelato or ice-cream scooping cabinet | Class 7 |  | IRV | 23.52 | 3.96 | 0.85 | 0 | Approved | 10/12/2018 | 30/1/2027
32A | 0003989 | Schmick | SK118L-B | 32A(i): A refrigerated display cabinet (RDC) or a gelato or ice-cream scooping cabinet | Class 7 |  | IRV | 21.8954 | 2.655 | 0.33 | 0 | Approved | 10/12/2018 | 28/2/2027
32A | 0003990 | Schmick | SK118L-BS | 32A(i): A refrigerated display cabinet (RDC) or a gelato or ice-cream scooping cabinet | Class 7 |  | IRV | 21.9 | 2.655 | 0.33 | 0 | Approved | 10/12/2018 | 28/2/2027
32A | 0003991 | Schmick | SK118L-SS | 32A(i): A refrigerated display cabinet (RDC) or a gelato or ice-cream scooping cabinet | Class 7 |  | IRV | 21.9 | 2.655 | 0.33 | 0 | Approved | 10/12/2018 | 28/2/2027
32A | 0003992 | Schmick | SK118R-B | 32A(i): A refrigerated display cabinet (RDC) or a gelato or ice-cream scooping cabinet | Class 7 |  | IRV | 21.9 | 2.655 | 0.33 | 0 | Approved | 10/12/2018 | 28/2/2027
32A | 0003993 | Schmick | SK118R-BS | 32A(i): A refrigerated display cabinet (RDC) or a gelato or ice-cream scooping cabinet | Class 7 |  | IRV | 21.9 | 2.655 | 0.33 | 0 | Approved | 10/12/2018 | 28/2/2027
32A | 0003994 | Schmick | SK118R-SS | 32A(i): A refrigerated display cabinet (RDC) or a gelato or ice-cream scooping cabinet | Class 7 |  | IRV | 21.9 | 2.655 | 0.33 | 0 | Approved | 10/12/2018 | 28/2/2027
32A | 0003995 | Schmick | SK126 | 32A(i): A refrigerated display cabinet (RDC) or a gelato or ice-cream scooping cabinet | Class 7 |  | IRV | 10.5529 | 1.21 | 0.26 | 0 | Approved | 10/12/2018 | 9/6/2027
32A | 0003996 | Schmick | SK126-B | 32A(i): A refrigerated display cabinet (RDC) or a gelato or ice-cream scooping cabinet | Class 7 |  | IRV | 10.5529 | 1.21 | 0.26 | 0 | Approved | 10/12/2018 | 9/6/2027
32A | 0003997 | Schmick | SK126-SS | 32A(i): A refrigerated display cabinet (RDC) or a gelato or ice-cream scooping cabinet | Class 7 |  | IRV | 10.5529 | 1.21 | 0.26 | 0 | Approved | 10/12/2018 | 9/6/2027
32A | 0003998 | Schmick | SK40 | 32A(i): A refrigerated display cabinet (RDC) or a gelato or ice-cream scooping cabinet | Class 7 |  | IRV | 4.6679 | 0.48 | 0.126 | 0 | Approved | 10/12/2018 | 28/4/2027
32A | 0003999 | Schmick | SK40-B | 32A(i): A refrigerated display cabinet (RDC) or a gelato or ice-cream scooping cabinet | Class 7 |  | IRV | 4.6679 | 0.48 | 0.126 | 0 | Approved | 10/12/2018 | 28/4/2027
32A | 0004400 | Schmick | SK40-SS | 32A(i): A refrigerated display cabinet (RDC) or a gelato or ice-cream scooping cabinet | Class 7 |  | IRV | 4.6679 | 0.48 | 0.126 | 0 | Approved | 10/12/2018 | 28/4/2027
32A | 0004401 | Schmick | SK422 | 32A(i): A refrigerated display cabinet (RDC) or a gelato or ice-cream scooping cabinet | Class 7 |  | IRV | 14.9219 | 2.58 | 0.9 | 0 | Approved | 10/12/2018 | 26/4/2027
32A | 0004402 | Schmick | SK-422-B | 32A(i): A refrigerated display cabinet (RDC) or a gelato or ice-cream scooping cabinet | Class 7 |  | IRV | 14.9219 | 2.58 | 0.9 | 0 | Approved | 10/12/2018 | 26/4/2027
32A | 0004403 | Schmick | SK422-SS | 32A(i): A refrigerated display cabinet (RDC) or a gelato or ice-cream scooping cabinet | Class 7 |  | IRV | 14.9219 | 2.58 | 0.9 | 0 | Approved | 10/12/2018 | 26/4/2027
32A | 0004404 | Schmick | SK422-W | 32A(i): A refrigerated display cabinet (RDC) or a gelato or ice-cream scooping cabinet | Class 7 |  | IRV | 14.9219 | 2.58 | 0.9 | 0 | Approved | 10/12/2018 | 26/4/2027
32A | 0004405 | Schmick | SK55 | 32A(i): A refrigerated display cabinet (RDC) or a gelato or ice-cream scooping cabinet | Class 7 |  | IRV | 5.3536 | 0.57 | 0.17 | 0 | Approved | 10/12/2018 | 27/4/2027
32A | 0004406 | Schmick | SK55-B | 32A(i): A refrigerated display cabinet (RDC) or a gelato or ice-cream scooping cabinet | Class 7 |  | IRV | 5.3536 | 0.57 | 0.17 | 0 | Approved | 10/12/2018 | 27/4/2027
32A | 0004407 | Schmick | SK55-SS | 32A(i): A refrigerated display cabinet (RDC) or a gelato or ice-cream scooping cabinet | Class 7 |  | IRV | 5.3536 | 0.57 | 0.17 | 0 | Approved | 10/12/2018 | 27/4/2027
32A | 0004408 | Schmick | SK668 | 32A(i): A refrigerated display cabinet (RDC) or a gelato or ice-cream scooping cabinet | Class 7 |  | IRV | 20.4969 | 4.29 | 1.3 | 0 | Approved | 10/12/2018 | 13/4/2027
32A | 0004409 | Schmick | SK668-B | 32A(i): A refrigerated display cabinet (RDC) or a gelato or ice-cream scooping cabinet | Class 7 |  | IRV | 20.4969 | 4.29 | 1.3 | 0 | Approved | 10/12/2018 | 13/4/2027
32A | 0004410 | Schmick | SK668-SS | 32A(i): A refrigerated display cabinet (RDC) or a gelato or ice-cream scooping cabinet | Class 7 |  | IRV | 20.4969 | 4.29 | 1.3 | 0 | Approved | 10/12/2018 | 13/4/2027
32A | 0004411 | Schmick | SK668-W | 32A(i): A refrigerated display cabinet (RDC) or a gelato or ice-cream scooping cabinet | Class 7 |  | IRV | 20.4969 | 4.29 | 1.3 | 0 | Approved | 10/12/2018 | 13/4/2027
32A | 0004412 | Arneg | SANTIAGO2ALF 95218 187S23050 | 32A(i): A refrigerated display cabinet (RDC) or a gelato or ice-cream scooping cabinet | Class 14 |  | RRV or RRV-2 | 24.242 | 9.53 | 3.32 | 0 | Approved | 10/12/2018 | 7/8/2027
32A | 0004413 | Arneg | SANTIAGO2ALF 95218 375S23050 | 32A(i): A refrigerated display cabinet (RDC) or a gelato or ice-cream scooping cabinet | Class 14 |  | RRV or RRV-2 | 27.5229 | 19.114 | 6.63 | 0 | Approved | 10/12/2018 | 27/3/2027
32A | 0004414 | Colstone | SC08 | 32A(i): A refrigerated display cabinet (RDC) or a gelato or ice-cream scooping cabinet | Class 7 |  | IRV | 10.038 | 0.951 | 0.036 | 0 | Approved | 10/12/2018 | 3/4/2027
32A | 0004415 | Skope | SC112G | 32A(i): A refrigerated display cabinet (RDC) or a gelato or ice-cream scooping cabinet | Class 7 |  | IRV | 20.1363 | 3.28 | 0.79 | 0 | Approved | 10/12/2018 | 1/3/2027
32A | 0004416 | Thermaster | SC148SG | 32A(i): A refrigerated display cabinet (RDC) or a gelato or ice-cream scooping cabinet | Class 7 |  | IRV | 14.5393 | 1.717 | 0.3 | 0 | Approved | 10/12/2018 | 27/3/2027
32A | 0004417 | Thermaster | SC248SG | 32A(i): A refrigerated display cabinet (RDC) or a gelato or ice-cream scooping cabinet | Class 7 |  | IRV | 15.15 | 1.931 | 0.4 | 0 | Approved | 10/12/2018 | 28/7/2026
32A | 0004418 | Schmick | SC-46ST | 32A(i): A refrigerated display cabinet (RDC) or a gelato or ice-cream scooping cabinet | Class 7 |  | IRV | 12.6277 | 1.315 | 0.14 | 0 | Approved | 10/12/2018 | 27/1/2027
32A | 0004419 | Schmick | SK168B | 32A(i): A refrigerated display cabinet (RDC) or a gelato or ice-cream scooping cabinet | Class 7 |  | IRV | 25.53 | 4.6 | 0.98 | 0 | Approved | 10/12/2018 | 1/12/2026
32A | 0004420 | Schmick | SK168B-SS | 32A(i): A refrigerated display cabinet (RDC) or a gelato or ice-cream scooping cabinet | Class 7 |  | IRV | 25.53 | 4.6 | 0.98 | 0 | Approved | 10/12/2018 | 1/12/2026
32A | 0004421 | Schmick | SK168LW | 32A(i): A refrigerated display cabinet (RDC) or a gelato or ice-cream scooping cabinet | Class 7 |  | IRV | 25.53 | 4.6 | 0.98 | 0 | Approved | 10/12/2018 | 1/12/2026
32A | 0004422 | Schmick | SK168LW-SS | 32A(i): A refrigerated display cabinet (RDC) or a gelato or ice-cream scooping cabinet | Class 7 |  | IRV | 25.53 | 4.6 | 0.98 | 0 | Approved | 10/12/2018 | 1/12/2026
32A | 0004423 | Schmick | SK168RB | 32A(i): A refrigerated display cabinet (RDC) or a gelato or ice-cream scooping cabinet | Class 7 |  | IRV | 25.53 | 4.6 | 0.98 | 0 | Approved | 10/12/2018 | 1/12/2026
32A | 0004424 | Schmick | SK168RB-SS | 32A(i): A refrigerated display cabinet (RDC) or a gelato or ice-cream scooping cabinet | Class 7 |  | IRV | 25.53 | 4.6 | 0.98 | 0 | Approved | 10/12/2018 | 1/12/2026
32A | 0004425 | Schmick | SK168W | 32A(i): A refrigerated display cabinet (RDC) or a gelato or ice-cream scooping cabinet | Class 7 |  | IRV | 25.53 | 4.6 | 0.98 | 0 | Approved | 10/12/2018 | 1/12/2026
32A | 0004426 | Schmick | SK168W-SS | 32A(i): A refrigerated display cabinet (RDC) or a gelato or ice-cream scooping cabinet | Class 7 |  | IRV | 25.53 | 4.6 | 0.98 | 0 | Approved | 10/12/2018 | 1/12/2026
32A | 0004427 | EPTA | Skyspace Modular TL 15 MT181 | 32A(i): A refrigerated display cabinet (RDC) or a gelato or ice-cream scooping cabinet | Class 14 |  | RRV or RRV-2 | 20.1609 | 6.99 | 2.81 | 0 | Approved | 10/12/2018 | 2/12/2026
32A | 0004428 | Smart Lifestyle Australia | SLA-280C | 32A(i): A refrigerated display cabinet (RDC) or a gelato or ice-cream scooping cabinet | Class 7 | ND | IRV | 11.7407 | 3.28 | 2.07 | 0 | Approved | 10/12/2018 | 26/5/2027
32A | 0004429 | Smart Lifestyle Australia | SLA-500 | 32A(i): A refrigerated display cabinet (RDC) or a gelato or ice-cream scooping cabinet | Class 7 | ND | IRV | 10.2935 | 3.703 | 2.95 | 0 | Approved | 10/12/2018 | 26/5/2027
32A | 0004430 | Smart Lifestyle Australia | SLA-98B-1 | 32A(i): A refrigerated display cabinet (RDC) or a gelato or ice-cream scooping cabinet | Class 7 | ND | IRV | 10.9344 | 1.998 | 1.01 | 0 | Approved | 10/12/2018 | 26/5/2027
32A | 0004443 | Hussmann | SME152-CM | 32A(i): A refrigerated display cabinet (RDC) or a gelato or ice-cream scooping cabinet | Class 14 |  | RRV or RRV-2 | 67.9388 | 18.298 | 1.96 | 0 | Approved | 10/12/2018 | 1/9/2027
32A | 0004444 | Thermaster | ST445 | 32A(i): A refrigerated display cabinet (RDC) or a gelato or ice-cream scooping cabinet | Class 2 |  | IFH | 34.56 | 3.887 | 0.72 | 0 | Approved | 10/12/2018 | 10/3/2027
32A | 0004445 | MELBA | SYD120A | 32A(i): A refrigerated display cabinet (RDC) or a gelato or ice-cream scooping cabinet | Class 7 |  | IRV | 10.9344 | 1.998 | 1.01 | 0 | Approved | 10/12/2018 | 19/5/2027
32A | 0004446 | MELBA | SYD120CT | 32A(i): A refrigerated display cabinet (RDC) or a gelato or ice-cream scooping cabinet | Class 7 |  | IRV | 19.1163 | 3.339 | 0.92 | 0 | Approved | 10/12/2018 | 16/3/2027
32A | 0004447 | MELBA | SYD120CTB-A | 32A(i): A refrigerated display cabinet (RDC) or a gelato or ice-cream scooping cabinet | Class 7 |  | IRV | 19.12 | 3.339 | 0.92 | 0 | Approved | 10/12/2018 | 16/3/2027
32A | 0004448 | MELBA | SYD120CTLB-A | 32A(i): A refrigerated display cabinet (RDC) or a gelato or ice-cream scooping cabinet | Class 7 |  | IRV | 19.12 | 3.339 | 0.92 | 0 | Approved | 10/12/2018 | 16/3/2027
32A | 0004449 | MELBA | SYD120CTLW-A | 32A(i): A refrigerated display cabinet (RDC) or a gelato or ice-cream scooping cabinet | Class 7 |  | IRV | 19.12 | 3.339 | 0.92 | 0 | Approved | 10/12/2018 | 16/3/2027
32A | 0004450 | MELBA | SYD120CTR-A | 32A(i): A refrigerated display cabinet (RDC) or a gelato or ice-cream scooping cabinet | Class 7 |  | IRV | 19.12 | 3.339 | 0.92 | 0 | Approved | 10/12/2018 | 16/3/2027
32A | 0004451 | MELBA | SYD120CTS-A | 32A(i): A refrigerated display cabinet (RDC) or a gelato or ice-cream scooping cabinet | Class 7 |  | IRV | 19.12 | 3.339 | 0.92 | 0 | Approved | 10/12/2018 | 16/3/2027
32A | 0004452 | MELBA | SYD120CTW-A | 32A(i): A refrigerated display cabinet (RDC) or a gelato or ice-cream scooping cabinet | Class 7 |  | IRV | 19.12 | 3.339 | 0.92 | 0 | Approved | 10/12/2018 | 16/3/2027
32A | 0004453 | Thermaster | TCBD78B | 32A(i): A refrigerated display cabinet (RDC) or a gelato or ice-cream scooping cabinet | Class 7 |  | IRV | 23.4141 | 3.75 | 0.76 | 0 | Approved | 10/12/2018 | 22/6/2026
32A | 0004454 | FRICON | SMR 21L CLS A1A2 | 32A(i): A refrigerated display cabinet (RDC) or a gelato or ice-cream scooping cabinet | Class 2 |  | IFH | 33.3333 | 6.79 | 1.65 | 0 | Approved | 10/12/2018 | 18/11/2026
32A | 0004455 | FRICON | SMR 21L CLS V1E2 | 32A(i): A refrigerated display cabinet (RDC) or a gelato or ice-cream scooping cabinet | Class 2 |  | IFH | 33.3333 | 6.79 | 1.65 | 0 | Approved | 10/12/2018 | 18/11/2026
32A | 0004456 | FRICON | SMR 21T CLS A1A2 | 32A(i): A refrigerated display cabinet (RDC) or a gelato or ice-cream scooping cabinet | Class 2 |  | IFH | 39.232 | 8.03 | 1.66 | 0 | Approved | 10/12/2018 | 18/11/2026
32A | 0004457 | FRICON | SMR 21T CLS V1E2 | 32A(i): A refrigerated display cabinet (RDC) or a gelato or ice-cream scooping cabinet | Class 2 |  | IFH | 39.232 | 8.03 | 1.66 | 0 | Approved | 10/12/2018 | 18/11/2026
32A | 0004458 | ATOSA | SS-P1000WE-A | 32A(i): A refrigerated display cabinet (RDC) or a gelato or ice-cream scooping cabinet | Class 7 |  | IRV | 21.6 | 4.403 | 1.241 | 0 | Approved | 10/12/2018 | 4/5/2027
32A | 0004459 | Schmick | SS-P160FA | 32A(i): A refrigerated display cabinet (RDC) or a gelato or ice-cream scooping cabinet | Class 7 |  | IRV | 14.2211 | 1.756 | 0.365 | 0 | Approved | 10/12/2018 | 17/2/2027
32A | 0004460 | Crusader | SSP380WEA | 32A(i): A refrigerated display cabinet (RDC) or a gelato or ice-cream scooping cabinet | Class 7 |  | IRV | 14.5188 | 2.178 | 0.652 | 0 | Approved | 10/12/2018 | 22/2/2027
32A | 0004461 | ATOSA | SS-P380WEA | 32A(i): A refrigerated display cabinet (RDC) or a gelato or ice-cream scooping cabinet | Class 7 | ND | IRV | 14.5188 | 2.178 | 0.652 | 0 | Approved | 10/12/2018 | 5/5/2027
32A | 0004462 | Hussmann | SMED153-C | 32A(i): A refrigerated display cabinet (RDC) or a gelato or ice-cream scooping cabinet | Class 14 |  | RRV or RRV-2 | 28.49 | 7.702 | 1.971 | 0 | Approved | 10/12/2018 | 1/3/2027
32A | 0004463 | UNIVERSAL | UNI1200DD | 32A(i): A refrigerated display cabinet (RDC) or a gelato or ice-cream scooping cabinet | Class 7 |  | IRV | 8.0802 | 2.5 | 2.4 | 0 | Approved | 10/12/2018 | 7/4/2027
32A | 0004464 | FRICON | UPD 22E SLB A3A2 | 32A(i): A refrigerated display cabinet (RDC) or a gelato or ice-cream scooping cabinet | Class 8 |  | IFV | 47.2464 | 9.78 | 1 | 0 | Approved | 10/12/2018 | 18/11/2026
32A | 0004465 | FRICON | UPD 25E SLB A3A2 | 32A(i): A refrigerated display cabinet (RDC) or a gelato or ice-cream scooping cabinet | Class 8 |  | IFV | 57.5852 | 13.13 | 1.11 | 0 | Approved | 10/12/2018 | 18/11/2026
32A | 0004466 | Oscartielle | VISION Door H205 | 32A(i): A refrigerated display cabinet (RDC) or a gelato or ice-cream scooping cabinet | Class 7 |  | IRV | 44.701 | 21.6 | 4.313 | 0 | Approved | 10/12/2018 | 1/2/2027
32A | 0004467 | EPTA | Valzer Bio 1D | 32A(i): A refrigerated display cabinet (RDC) or a gelato or ice-cream scooping cabinet | Class 8 |  | IFV | 62.7 | 12.5 | 0.965 | 0 | Approved | 10/12/2018 | 23/5/2027
32A | 0004468 | EPTA | Valzer Bio 2D | 32A(i): A refrigerated display cabinet (RDC) or a gelato or ice-cream scooping cabinet | Class 8 |  | IFV | 58.2378 | 22.4 | 1.93 | 0 | Approved | 10/12/2018 | 18/5/2027
32A | 0004469 | EPTA | Valzer Bio 3D | 32A(i): A refrigerated display cabinet (RDC) or a gelato or ice-cream scooping cabinet | Class 8 |  | IFV | 52.11 | 29.7 | 2.896 | 0 | Approved | 10/12/2018 | 23/5/2027
32A | 0004470 | EPTA | Valzer Bio 4D | 32A(i): A refrigerated display cabinet (RDC) or a gelato or ice-cream scooping cabinet | Class 8 |  | IFV | 48.72 | 36.7 | 3.86 | 0 | Approved | 10/12/2018 | 18/5/2027
32A | 0004471 | EPTA | Valzer Next Compact 1D | 32A(i): A refrigerated display cabinet (RDC) or a gelato or ice-cream scooping cabinet | Class 8 |  | IFV | 62.7 | 12.5 | 0.965 | 0 | Approved | 10/12/2018 | 23/5/2027
32A | 0004472 | EPTA | Valzer Next Compact 2D | 32A(i): A refrigerated display cabinet (RDC) or a gelato or ice-cream scooping cabinet | Class 8 |  | IFV | 58.2378 | 22.4 | 1.93 | 0 | Approved | 10/12/2018 | 18/5/2027
32A | 0004473 | EPTA | Valzer Next Compact 3D | 32A(i): A refrigerated display cabinet (RDC) or a gelato or ice-cream scooping cabinet | Class 8 |  | IFV | 52.11 | 29.7 | 2.896 | 0 | Approved | 10/12/2018 | 23/5/2027
32A | 0004474 | EPTA | Valzer Next Compact 4D | 32A(i): A refrigerated display cabinet (RDC) or a gelato or ice-cream scooping cabinet | Class 8 |  | IFV | 48.72 | 36.7 | 3.86 | 0 | Approved | 10/12/2018 | 18/5/2027
32A | 0004475 | Bonnet Neve | XC0328311 | 32A(i): A refrigerated display cabinet (RDC) or a gelato or ice-cream scooping cabinet | Class 7 |  | IRV | 29.97 | 6 | 1.2 | 0 | Approved | 10/12/2018 | 17/11/2025
32A | 0004476 | Bonnet Neve | XC0328312 | 32A(i): A refrigerated display cabinet (RDC) or a gelato or ice-cream scooping cabinet | Class 7 |  | IRV | 29.1632 | 6.9 | 1.6 | 0 | Approved | 10/12/2018 | 16/11/2025
32A | 0004477 | Bonnet Neve | XC0328314 | 32A(i): A refrigerated display cabinet (RDC) or a gelato or ice-cream scooping cabinet | Class 7 |  | IRV | 25.2101 | 7.8 | 2.4 | 0 | Approved | 10/12/2018 | 17/11/2025
32A | 0004478 | Bonnet Neve | XC0328316 | 32A(i): A refrigerated display cabinet (RDC) or a gelato or ice-cream scooping cabinet | Class 7 |  | IRV | 31.9448 | 12.5 | 3.3 | 0 | Approved | 10/12/2018 | 16/11/2025
32A | 0004479 | EPTA | XC0415216 | 32A(i): A refrigerated display cabinet (RDC) or a gelato or ice-cream scooping cabinet | Class 8 |  | IFV | 48.72 | 36.7 | 3.86 | 0 | Approved | 10/12/2018 | 18/5/2027
32A | 0004480 | EPTA | XC0415316 | 32A(i): A refrigerated display cabinet (RDC) or a gelato or ice-cream scooping cabinet | Class 8 |  | IFV | 48.72 | 36.7 | 3.86 | 0 | Approved | 10/12/2018 | 18/5/2027
32A | 0004481 | EPTA | XC0415416 | 32A(i): A refrigerated display cabinet (RDC) or a gelato or ice-cream scooping cabinet | Class 8 |  | IFV | 48.72 | 36.7 | 3.86 | 0 | Approved | 10/12/2018 | 18/5/2027
32A | 0004482 | EPTA | XC0418516 | 32A(i): A refrigerated display cabinet (RDC) or a gelato or ice-cream scooping cabinet | Class 8 |  | IFV | 52.11 | 29.7 | 2.896 | 0 | Approved | 10/12/2018 | 23/5/2027
32A | 0004483 | EPTA | XC0418613 | 32A(i): A refrigerated display cabinet (RDC) or a gelato or ice-cream scooping cabinet | Class 8 |  | IFV | 58.24 | 22.4 | 1.93 | 0 | Approved | 10/12/2018 | 18/5/2027
32A | 0004484 | EPTA | XC0418716 | 32A(i): A refrigerated display cabinet (RDC) or a gelato or ice-cream scooping cabinet | Class 8 |  | IFV | 48.72 | 36.7 | 3.86 | 0 | Approved | 10/12/2018 | 18/5/2027
32A | 0004485 | EPTA | XC0418816 | 32A(i): A refrigerated display cabinet (RDC) or a gelato or ice-cream scooping cabinet | Class 8 |  | IFV | 52.11 | 29.7 | 2.896 | 0 | Approved | 10/12/2018 | 23/5/2027
32A | 0004486 | EPTA | XC0419510 | 32A(i): A refrigerated display cabinet (RDC) or a gelato or ice-cream scooping cabinet | Class 8 |  | IFV | 62.7 | 12.5 | 0.965 | 0 | Approved | 10/12/2018 | 23/5/2027
32A | 0004487 | EPTA | XC0419610 | 32A(i): A refrigerated display cabinet (RDC) or a gelato or ice-cream scooping cabinet | Class 8 |  | IFV | 62.7 | 12.5 | 0.965 | 0 | Approved | 10/12/2018 | 23/5/2027
32A | 0004488 | EPTA | XC0422221A | 32A(i): A refrigerated display cabinet (RDC) or a gelato or ice-cream scooping cabinet | Class 14 |  | RRV or RRV-2 | 20.16 | 6.99 | 2.81 | 0 | Approved | 10/12/2018 | 2/12/2026
32A | 0004489 | EPTA | XC0429713 | 32A(i): A refrigerated display cabinet (RDC) or a gelato or ice-cream scooping cabinet | Class 8 |  | IFV | 58.24 | 22.4 | 1.93 | 0 | Approved | 10/12/2018 | 18/5/2027
32A | 0004490 | EPTA | XC0429716 | 32A(i): A refrigerated display cabinet (RDC) or a gelato or ice-cream scooping cabinet | Class 8 |  | IFV | 52.11 | 29.7 | 2.896 | 0 | Approved | 10/12/2018 | 23/5/2027
32A | 0004491 | EPTA | XC0434513 | 32A(i): A refrigerated display cabinet (RDC) or a gelato or ice-cream scooping cabinet | Class 8 |  | IFV | 58.24 | 22.4 | 1.93 | 0 | Approved | 10/12/2018 | 18/5/2027
32A | 0004492 | EPTA | XC0434516 | 32A(i): A refrigerated display cabinet (RDC) or a gelato or ice-cream scooping cabinet | Class 8 |  | IFV | 52.11 | 29.7 | 2.896 | 0 | Approved | 10/12/2018 | 23/5/2027
32A | 0004493 | EPTA | XC0434813 | 32A(i): A refrigerated display cabinet (RDC) or a gelato or ice-cream scooping cabinet | Class 8 |  | IFV | 58.24 | 22.4 | 1.93 | 0 | Approved | 10/12/2018 | 18/5/2027
32A | 0004494 | EPTA | XC0434816 | 32A(i): A refrigerated display cabinet (RDC) or a gelato or ice-cream scooping cabinet | Class 8 |  | IFV | 52.11 | 29.7 | 2.896 | 0 | Approved | 10/12/2018 | 23/5/2027
32A | 0004495 | EPTA | XC0434913 | 32A(i): A refrigerated display cabinet (RDC) or a gelato or ice-cream scooping cabinet | Class 8 |  | IFV | 58.2378 | 22.4 | 1.93 | 0 | Approved | 10/12/2018 | 18/5/2027
32A | 0004496 | EPTA | XC0434916 | 32A(i): A refrigerated display cabinet (RDC) or a gelato or ice-cream scooping cabinet | Class 8 |  | IFV | 52.11 | 29.7 | 2.896 | 0 | Approved | 10/12/2018 | 23/5/2027
32A | 0004497 | EPTA | XC0437710 | 32A(i): A refrigerated display cabinet (RDC) or a gelato or ice-cream scooping cabinet | Class 8 |  | IFV | 62.7 | 12.5 | 0.965 | 0 | Approved | 10/12/2018 | 23/5/2027
32A | 0004498 | EPTA | XC0437810 | 32A(i): A refrigerated display cabinet (RDC) or a gelato or ice-cream scooping cabinet | Class 8 |  | IFV | 58.2378 | 22.4 | 1.93 | 0 | Approved | 10/12/2018 | 18/5/2027
32A | 0004499 | EPTA | XC0437910 | 32A(i): A refrigerated display cabinet (RDC) or a gelato or ice-cream scooping cabinet | Class 8 |  | IFV | 52.11 | 29.7 | 2.896 | 0 | Approved | 10/12/2018 | 23/5/2027
32A | 0004500 | EPTA | XC0445310 | 32A(i): A refrigerated display cabinet (RDC) or a gelato or ice-cream scooping cabinet | Class 8 |  | IFV | 62.7 | 12.5 | 0.965 | 0 | Approved | 10/12/2018 | 23/5/2027
32A | 0004501 | EPTA | XC0445410 | 32A(i): A refrigerated display cabinet (RDC) or a gelato or ice-cream scooping cabinet | Class 8 |  | IFV | 58.24 | 22.4 | 1.93 | 0 | Approved | 10/12/2018 | 18/5/2027
32A | 0004502 | EPTA | XC0445510 | 32A(i): A refrigerated display cabinet (RDC) or a gelato or ice-cream scooping cabinet | Class 8 |  | IFV | 52.11 | 29.7 | 2.896 | 0 | Approved | 10/12/2018 | 23/5/2027
32A | 0004503 | EPTA | XC0411018A | 32A(i): A refrigerated display cabinet (RDC) or a gelato or ice-cream scooping cabinet | Class 14 |  | RRV or RRV-2 | 33.0758 | 15.2 | 4.05 | 0 | Approved | 10/12/2018 | 1/9/2026
32A | 0004504 | EPTA | XC0411021A | 32A(i): A refrigerated display cabinet (RDC) or a gelato or ice-cream scooping cabinet | Class 14 |  | RRV or RRV-2 | 20.1609 | 6.99 | 2.81 | 0 | Approved | 10/12/2018 | 2/12/2026
32A | 0004505 | EPTA | XC0414013 | 32A(i): A refrigerated display cabinet (RDC) or a gelato or ice-cream scooping cabinet | Class 8 |  | IFV | 58.2378 | 22.4 | 1.93 | 0 | Approved | 10/12/2018 | 18/5/2027
32A | 0004506 | EPTA | XC0414116 | 32A(i): A refrigerated display cabinet (RDC) or a gelato or ice-cream scooping cabinet | Class 8 |  | IFV | 52.11 | 29.7 | 2.896 | 0 | Approved | 10/12/2018 | 23/5/2027
32A | 0004507 | EPTA | XC0414213 | 32A(i): A refrigerated display cabinet (RDC) or a gelato or ice-cream scooping cabinet | Class 8 |  | IFV | 58.24 | 22.4 | 1.93 | 0 | Approved | 10/12/2018 | 18/5/2027
32A | 0004508 | EPTA | XC0414316 | 32A(i): A refrigerated display cabinet (RDC) or a gelato or ice-cream scooping cabinet | Class 8 |  | IFV | 52.11 | 29.7 | 2.896 | 0 | Approved | 10/12/2018 | 23/5/2027
32A | 0004509 | EPTA | XC0414410 | 32A(i): A refrigerated display cabinet (RDC) or a gelato or ice-cream scooping cabinet | Class 8 |  | IFV | 62.7006 | 12.5 | 0.965 | 0 | Approved | 10/12/2018 | 23/5/2027
32A | 0004510 | EPTA | XC0414510 | 32A(i): A refrigerated display cabinet (RDC) or a gelato or ice-cream scooping cabinet | Class 8 |  | IFV | 62.7006 | 12.5 | 0.965 | 0 | Approved | 10/12/2018 | 23/5/2027
32A | 0004511 | EPTA | XC0414613 | 32A(i): A refrigerated display cabinet (RDC) or a gelato or ice-cream scooping cabinet | Class 8 |  | IFV | 58.24 | 22.4 | 1.93 | 0 | Approved | 10/12/2018 | 18/5/2027
32A | 0004512 | EPTA | XC0414716 | 32A(i): A refrigerated display cabinet (RDC) or a gelato or ice-cream scooping cabinet | Class 8 |  | IFV | 52.11 | 29.7 | 2.896 | 0 | Approved | 10/12/2018 | 23/5/2027
32A | 0004513 | EPTA | XC0414810 | 32A(i): A refrigerated display cabinet (RDC) or a gelato or ice-cream scooping cabinet | Class 8 |  | IFV | 62.7006 | 12.5 | 0.965 | 0 | Approved | 10/12/2018 | 23/5/2027
32A | 0004514 | EPTA | XC0414913 | 32A(i): A refrigerated display cabinet (RDC) or a gelato or ice-cream scooping cabinet | Class 8 |  | IFV | 58.24 | 22.4 | 1.93 | 0 | Approved | 10/12/2018 | 18/5/2027
32A | 0004515 | EPTA | XC0415016 | 32A(i): A refrigerated display cabinet (RDC) or a gelato or ice-cream scooping cabinet | Class 8 |  | IFV | 48.72 | 36.7 | 3.86 | 0 | Approved | 10/12/2018 | 18/5/2027
32A | 0004516 | ICS Pacific | Venice Tower | 32A(i): A refrigerated display cabinet (RDC) or a gelato or ice-cream scooping cabinet | Class 7 |  | IRV | 24.25 | 3.839 | 0.74 | 0 | Approved | 10/12/2018 | 2/5/2026
32A | 0004517 | ICS Pacific | Verona 120 | 32A(i): A refrigerated display cabinet (RDC) or a gelato or ice-cream scooping cabinet | Class 7 |  | IRV | 26.43 | 6.107 | 1.54 | 0 | Approved | 10/12/2018 | 27/1/2027
32A | 0004518 | Bonnet Neve | XQ4776 | 32A(i): A refrigerated display cabinet (RDC) or a gelato or ice-cream scooping cabinet | Class 7 |  | IRV | 25.2101 | 7.8 | 2.4 | 0 | Approved | 10/12/2018 | 17/11/2025
32A | 0004519 | Bonnet Neve | XQ4777 | 32A(i): A refrigerated display cabinet (RDC) or a gelato or ice-cream scooping cabinet | Class 7 |  | IRV | 31.9448 | 12.5 | 3.3 | 0 | Approved | 10/12/2018 | 16/11/2025
32A | 0004520 | Bonnet Neve | XQ4778 | 32A(i): A refrigerated display cabinet (RDC) or a gelato or ice-cream scooping cabinet | Class 7 |  | IRV | 29.97 | 6 | 1.2 | 0 | Approved | 10/12/2018 | 17/11/2025
32A | 0004521 | Bonnet Neve | XQ4779 | 32A(i): A refrigerated display cabinet (RDC) or a gelato or ice-cream scooping cabinet | Class 7 |  | IRV | 29.1632 | 6.9 | 1.6 | 0 | Approved | 10/12/2018 | 16/11/2025
32A | 0004522 | Thermaster | XUB6C18G3V | 32A(i): A refrigerated display cabinet (RDC) or a gelato or ice-cream scooping cabinet | Class 7 |  | IRV | 23.59 | 3.365 | 0.566 | 0 | Approved | 10/12/2018 | 28/7/2026
32A | 0004523 | EPTA | XC0411016A | 32A(i): A refrigerated display cabinet (RDC) or a gelato or ice-cream scooping cabinet | Class 14 |  | RRV or RRV-2 | 30.0861 | 10.13 | 2.7 | 0 | Approved | 10/12/2018 | 26/8/2026
32A | 0004524 | Thermaster | XURC650G1V | 32A(i): A refrigerated display cabinet (RDC) or a gelato or ice-cream scooping cabinet | Class 7 |  | IRV | 12.92 | 2.068 | 0.76 | 0 | Approved | 10/12/2018 | 14/2/2027
32A | 0004525 | Thermaster | XURC600G1V | 32A(i): A refrigerated display cabinet (RDC) or a gelato or ice-cream scooping cabinet | Class 7 |  | IRV | 21.12 | 3.208 | 0.67 | 0 | Approved | 10/12/2018 | 14/2/2027
32A | 0004526 | Thermaster | XURC600SFV | 32A(iii): A refrigerated storage cabinet (RSC) | Class 9 | ND | SRV | 64.3284 | 2.22 | 0 | 396 | Approved | 10/12/2018 | 21/9/2026
32A | 0004527 | ICS Pacific | Venice Joey | 32A(i): A refrigerated display cabinet (RDC) or a gelato or ice-cream scooping cabinet | Class 7 |  | IRV | 21.3633 | 2.778 | 0.43 | 0 | Approved | 10/12/2018 | 2/5/2026
32A | 0004528 | Festive | YC12 | 32A(i): A refrigerated display cabinet (RDC) or a gelato or ice-cream scooping cabinet | Class 7 |  | IRV | 66.1989 | 15 | 1.49 | 0 | Approved | 10/12/2018 | 3/5/2026
32A | 0004529 | Festive | YC15 | 32A(i): A refrigerated display cabinet (RDC) or a gelato or ice-cream scooping cabinet | Class 7 |  | IRV | 70.4082 | 17.94 | 1.8 | 0 | Approved | 10/12/2018 | 2/5/2026
32A | 0004530 | Festive | YC18 | 32A(i): A refrigerated display cabinet (RDC) or a gelato or ice-cream scooping cabinet | Class 7 |  | IRV | 62.8571 | 17.16 | 2 | 0 | Approved | 10/12/2018 | 8/6/2026
32A | 0004531 | Festive | YC9 | 32A(i): A refrigerated display cabinet (RDC) or a gelato or ice-cream scooping cabinet | Class 7 |  | IRV | 60.5121 | 12.5 | 1.27 | 0 | Approved | 10/12/2018 | 2/5/2026
32A | 0004532 | Thermaster | ZCD-E185S | 32A(i): A refrigerated display cabinet (RDC) or a gelato or ice-cream scooping cabinet | Class 2 |  | IFH | 46.8107 | 6.37 | 0.96 | 0 | Approved | 10/12/2018 | 28/7/2026
32A | 0004533 | Thermaster | ZCD-L210S | 32A(i): A refrigerated display cabinet (RDC) or a gelato or ice-cream scooping cabinet | Class 2 |  | IFH | 52.4123 | 7.8 | 1.093 | 0 | Approved | 10/12/2018 | 3/8/2026
32A | 0004534 | EPTA | XC0411018 | 32A(i): A refrigerated display cabinet (RDC) or a gelato or ice-cream scooping cabinet | Class 14 |  | RRV | 33.0758 | 15.2 | 4.05 | 0 | Approved | 10/12/2018 | 1/9/2026
32A | 0004535 | Thermaster | XURC1200S2V | 32A(iii): A refrigerated storage cabinet (RSC) | Class 9 | ND | SRV | 70.1338 | 3.62 | 0 | 776 | Approved | 10/12/2018 | 17/9/2026
32A | 0004536 | Thermaster | XURC1410S2V | 32A(iii): A refrigerated storage cabinet (RSC) | Class 9 | ND | SRV | 72.7903 | 4.356 | 0 | 960 | Approved | 10/12/2018 | 17/6/2026
32A | 0004537 | Thermaster | XUB6C18S3V | 32A(iii): A refrigerated storage cabinet (RSC) | Class 3 | ND | SRH | 49.8188 | 3.327 | 0 | 254.3 | Approved | 10/12/2018 | 3/8/2026
32A | 0004538 | Thermaster | XUB6F18S3V | 32A(iii): A refrigerated storage cabinet (RSC) | Class 4 | ND | SFH | 80.4947 | 8.515 | 0 | 254 | Approved | 10/12/2018 | 4/8/2026
32A | 0004539 | Thermaster | XUB7C13S2V | 32A(iii): A refrigerated storage cabinet (RSC) | Class 3 | ND | SRH | 41.217 | 2.623 | 0 | 207.5 | Approved | 10/12/2018 | 2/8/2026
32A | 0004540 | Thermaster | XUB7C18G3V | 32A(iii): A refrigerated storage cabinet (RSC) | Class 3 | LD | SRH | 60.6564 | 3.577 | 0 | 311.2 | Approved | 10/12/2018 | 2/8/2026
32A | 0004541 | Thermaster | XUB7C18S3V | 32A(iii): A refrigerated storage cabinet (RSC) | Class 3 | ND | SRH | 49.2762 | 3.492 | 0 | 311.2 | Approved | 10/12/2018 | 2/8/2026
32A | 0004542 | Thermaster | XUB7C22S4V | 32A(iii): A refrigerated storage cabinet (RSC) | Class 3 | ND | SRH | 66.3387 | 5.176 | 0 | 414.9 | Approved | 10/12/2018 | 2/8/2026
32A | 0004543 | Thermaster | XUB7F18S3V | 32A(i): A refrigerated display cabinet (RDC) or a gelato or ice-cream scooping cabinet | Class 2 |  | IFH | 66.1754 | 9.072 | 0.97 | 0 | Approved | 10/12/2018 | 4/8/2026
32A | 0004544 | ICS Pacific | Verona 70 | 32A(i): A refrigerated display cabinet (RDC) or a gelato or ice-cream scooping cabinet | Class 7 |  | IRV | 22.5305 | 3.673 | 0.79 | 0 | Approved | 10/12/2018 | 2/5/2026
32A | 0004545 | ICS Pacific | Verona 90 | 32A(i): A refrigerated display cabinet (RDC) or a gelato or ice-cream scooping cabinet | Class 7 |  | IRV | 19.5122 | 3.636 | 1.05 | 0 | Approved | 10/12/2018 | 2/5/2026
32A | 0004546 | EPTA | XC0415116 | 32A(i): A refrigerated display cabinet (RDC) or a gelato or ice-cream scooping cabinet | Class 8 |  | IFV | 30.7231 | 10.35 | 1.68 | 0 | Approved | 10/12/2018 | 21/9/2026
32A | 0004547 | EPTA | XC0419831 | 32A(i): A refrigerated display cabinet (RDC) or a gelato or ice-cream scooping cabinet | Class 7 |  | IRV | 25.0095 | 6.6 | 1.904 | 0 | Approved | 10/12/2018 | 2/5/2026
32A | 0004548 | EPTA | XC0419832 | 32A(i): A refrigerated display cabinet (RDC) or a gelato or ice-cream scooping cabinet | Class 7 |  | IRV | 25.622 | 9 | 2.856 | 0 | Approved | 10/12/2018 | 2/5/2026
32A | 0004549 | EPTA | XC0419833 | 32A(i): A refrigerated display cabinet (RDC) or a gelato or ice-cream scooping cabinet | Class 7 |  | IRV | 24.2169 | 10.6 | 3.808 | 0 | Approved | 10/12/2018 | 2/5/2026
32A | 0004550 | EPTA | XC0422115 | 32A(i): A refrigerated display cabinet (RDC) or a gelato or ice-cream scooping cabinet | Class 8 |  | IFV | 31.6923 | 8.8 | 1.37 | 0 | Approved | 10/12/2018 | 21/9/2026
32A | 0004551 | EPTA | XC0422116 | 32A(i): A refrigerated display cabinet (RDC) or a gelato or ice-cream scooping cabinet | Class 8 |  | IFV | 30.7231 | 10.35 | 1.68 | 0 | Approved | 10/12/2018 | 21/9/2026
32A | 0004552 | EPTA | XC0422216 | 32A(i): A refrigerated display cabinet (RDC) or a gelato or ice-cream scooping cabinet | Class 14 |  | RRV | 30.0861 | 10.13 | 2.7 | 0 | Approved | 10/12/2018 | 26/8/2026
32A | 0004553 | EPTA | XC0422218 | 32A(i): A refrigerated display cabinet (RDC) or a gelato or ice-cream scooping cabinet | Class 14 |  | RRV | 33.0758 | 15.2 | 4.05 | 0 | Approved | 10/12/2018 | 1/9/2026
32A | 0004554 | EPTA | XC0401912 | 32A(i): A refrigerated display cabinet (RDC) or a gelato or ice-cream scooping cabinet | Class 14 |  | RRV | 24.1688 | 6.84 | 2.11 | 0 | Approved | 10/12/2018 | 1/4/2026
32A | 0004555 | EPTA | XC0401914 | 32A(i): A refrigerated display cabinet (RDC) or a gelato or ice-cream scooping cabinet | Class 14 |  | RRV | 27.1027 | 10.26 | 3.16 | 0 | Approved | 10/12/2018 | 30/3/2026
32A | 0004556 | EPTA | XC0401916 | 32A(i): A refrigerated display cabinet (RDC) or a gelato or ice-cream scooping cabinet | Class 14 |  | RRV | 28.8541 | 13.68 | 4.21 | 0 | Approved | 10/12/2018 | 30/3/2026
32A | 0004557 | EPTA | XC0401918 | 32A(i): A refrigerated display cabinet (RDC) or a gelato or ice-cream scooping cabinet | Class 14 |  | RRV | 30.8053 | 20.52 | 6.32 | 0 | Approved | 10/12/2018 | 30/3/2026
32A | 0004558 | EPTA | XC0401922 | 32A(i): A refrigerated display cabinet (RDC) or a gelato or ice-cream scooping cabinet | Class 14 |  | RRV | 20.1694 | 10.26 | 4.59 | 0 | Approved | 10/12/2018 | 31/3/2026
32A | 0004559 | EPTA | XC0402112 | 32A(i): A refrigerated display cabinet (RDC) or a gelato or ice-cream scooping cabinet | Class 14 |  | RRV | 24.1688 | 6.84 | 2.11 | 0 | Approved | 10/12/2018 | 1/4/2026
32A | 0004560 | EPTA | XC0402114 | 32A(i): A refrigerated display cabinet (RDC) or a gelato or ice-cream scooping cabinet | Class 14 |  | RRV | 27.1027 | 10.26 | 3.16 | 0 | Approved | 10/12/2018 | 30/3/2026
32A | 0004561 | EPTA | XC0402116 | 32A(i): A refrigerated display cabinet (RDC) or a gelato or ice-cream scooping cabinet | Class 14 |  | RRV | 28.8541 | 13.68 | 4.21 | 0 | Approved | 10/12/2018 | 30/3/2026
32A | 0004562 | EPTA | XC0402118 | 32A(i): A refrigerated display cabinet (RDC) or a gelato or ice-cream scooping cabinet | Class 14 |  | RRV | 30.8053 | 20.52 | 6.32 | 0 | Approved | 10/12/2018 | 30/3/2026
32A | 0004563 | EPTA | XC0402122 | 32A(i): A refrigerated display cabinet (RDC) or a gelato or ice-cream scooping cabinet | Class 14 |  | RRV | 20.1694 | 10.26 | 4.59 | 0 | Approved | 10/12/2018 | 31/3/2026
32A | 0004564 | EPTA | XC0363213 | 32A(i): A refrigerated display cabinet (RDC) or a gelato or ice-cream scooping cabinet | Class 15 |  | RFV | 45.702 | 21.07 | 2.33 | 0 | Approved | 10/12/2018 | 1/10/2025
32A | 0004565 | EPTA | XC0363216 | 32A(i): A refrigerated display cabinet (RDC) or a gelato or ice-cream scooping cabinet | Class 15 |  | RFV | 46.1651 | 31.6 | 3.5 | 0 | Approved | 10/12/2018 | 1/10/2025
32A | 0004566 | EPTA | XC0363217 | 32A(i): A refrigerated display cabinet (RDC) or a gelato or ice-cream scooping cabinet | Class 15 |  | RFV | 46.4002 | 42.13 | 4.67 | 0 | Approved | 10/12/2018 | 23/9/2025
32A | 0004567 | EPTA | XC0363218 | 32A(i): A refrigerated display cabinet (RDC) or a gelato or ice-cream scooping cabinet | Class 15 |  | RFV | 46.63 | 52.67 | 5.83 | 0 | Approved | 10/12/2018 | 1/10/2025
32A | 0004568 | EPTA | XC0363313 | 32A(i): A refrigerated display cabinet (RDC) or a gelato or ice-cream scooping cabinet | Class 15 |  | RFV | 45.702 | 21.07 | 2.33 | 0 | Approved | 10/12/2018 | 1/10/2025
32A | 0004569 | EPTA | XC0363316 | 32A(i): A refrigerated display cabinet (RDC) or a gelato or ice-cream scooping cabinet | Class 15 |  | RFV | 46.1651 | 31.6 | 3.5 | 0 | Approved | 10/12/2018 | 23/9/2025
32A | 0004570 | EPTA | XC0363317 | 32A(i): A refrigerated display cabinet (RDC) or a gelato or ice-cream scooping cabinet | Class 15 |  | RFV | 46.4002 | 42.13 | 4.67 | 0 | Approved | 10/12/2018 | 23/9/2025
32A | 0004571 | EPTA | XC0363318 | 32A(i): A refrigerated display cabinet (RDC) or a gelato or ice-cream scooping cabinet | Class 15 |  | RFV | 46.63 | 52.67 | 5.83 | 0 | Approved | 10/12/2018 | 1/10/2025
32A | 0004572 | Bromic | WWUC0650SD | 32A(iii): A refrigerated storage cabinet (RSC) | Class 9 | ND | SRV | 67.7234 | 2.56 | 0 | 469.1 | Approved | 10/12/2018 | 2/5/2026
32A | 0004573 | Bromic | WWUC1300SD | 32A(iii): A refrigerated storage cabinet (RSC) | Class 9 | ND | SRV | 70.3635 | 4.64 | 0 | 1094.3 | Approved | 10/12/2018 | 2/5/2026
32A | 0004574 | EPTA | XC0301716 | 32A(i): A refrigerated display cabinet (RDC) or a gelato or ice-cream scooping cabinet | Class 14 |  | RRV | 66.3444 | 37.19 | 5.16 | 0 | Approved | 10/12/2018 | 21/9/2026
32A | 0004575 | EPTA | XC0301718 | 32A(i): A refrigerated display cabinet (RDC) or a gelato or ice-cream scooping cabinet | Class 14 |  | RRV | 70.1461 | 55.79 | 7.74 | 0 | Approved | 10/12/2018 | 7/10/2026
32A | 0004576 | EPTA | XC0302816 | 32A(i): A refrigerated display cabinet (RDC) or a gelato or ice-cream scooping cabinet | Class 14 |  | RRV | 66.3444 | 37.19 | 5.16 | 0 | Approved | 10/12/2018 | 21/9/2026
32A | 0004577 | EPTA | XC0302818 | 32A(i): A refrigerated display cabinet (RDC) or a gelato or ice-cream scooping cabinet | Class 14 |  | RRV | 70.1461 | 55.79 | 7.74 | 0 | Approved | 10/12/2018 | 7/10/2026
32A | 0004578 | EPTA | XC0320519 | 32A(i): A refrigerated display cabinet (RDC) or a gelato or ice-cream scooping cabinet | Class 2 |  | IFH | 55.34 | 9.7 | 1.36 | 0 | Approved | 10/12/2018 | 2/5/2026
32A | 0004579 | EPTA | XC0320520 | 32A(i): A refrigerated display cabinet (RDC) or a gelato or ice-cream scooping cabinet | Class 2 |  | IFH | 59.8086 | 14 | 1.96 | 0 | Approved | 10/12/2018 | 2/5/2026
32A | 0004580 | EPTA | XC0320521 | 32A(i): A refrigerated display cabinet (RDC) or a gelato or ice-cream scooping cabinet | Class 2 |  | IFH | 55.8089 | 16.4 | 2.57 | 0 | Approved | 10/12/2018 | 2/5/2026
32A | 0004581 | EPTA | XC0320819 | 32A(i): A refrigerated display cabinet (RDC) or a gelato or ice-cream scooping cabinet | Class 2 |  | IFH | 55.34 | 9.7 | 1.36 | 0 | Approved | 10/12/2018 | 2/5/2026
32A | 0004582 | EPTA | XC0320820 | 32A(i): A refrigerated display cabinet (RDC) or a gelato or ice-cream scooping cabinet | Class 2 |  | IFH | 59.8086 | 14 | 1.96 | 0 | Approved | 10/12/2018 | 2/5/2026
32A | 0004583 | EPTA | XC0320821 | 32A(i): A refrigerated display cabinet (RDC) or a gelato or ice-cream scooping cabinet | Class 1 |  | IRH | 62.2292 | 7.9 | 2.57 | 0 | Approved | 10/12/2018 | 2/5/2026
32A | 0004584 | EPTA | XC0363613 | 32A(i): A refrigerated display cabinet (RDC) or a gelato or ice-cream scooping cabinet | Class 15 |  | RFV | 45.702 | 21.07 | 2.33 | 0 | Approved | 10/12/2018 | 1/10/2025
32A | 0004585 | EPTA | XC0363616 | 32A(i): A refrigerated display cabinet (RDC) or a gelato or ice-cream scooping cabinet | Class 15 |  | RFV | 46.1651 | 31.6 | 3.5 | 0 | Approved | 10/12/2018 | 1/10/2025
32A | 0004586 | EPTA | XC0363617 | 32A(i): A refrigerated display cabinet (RDC) or a gelato or ice-cream scooping cabinet | Class 15 |  | RFV | 46.4002 | 42.13 | 4.67 | 0 | Approved | 10/12/2018 | 23/9/2025
32A | 0004587 | EPTA | XC0363618 | 32A(i): A refrigerated display cabinet (RDC) or a gelato or ice-cream scooping cabinet | Class 15 |  | RFV | 46.63 | 52.67 | 5.83 | 0 | Approved | 10/12/2018 | 1/10/2025
32A | 0004588 | EPTA | XC0363713 | 32A(i): A refrigerated display cabinet (RDC) or a gelato or ice-cream scooping cabinet | Class 15 |  | RFV | 45.702 | 21.07 | 2.33 | 0 | Approved | 10/12/2018 | 1/10/2025
32A | 0004589 | EPTA | XC0363716 | 32A(i): A refrigerated display cabinet (RDC) or a gelato or ice-cream scooping cabinet | Class 15 |  | RFV | 46.1651 | 31.6 | 3.5 | 0 | Approved | 10/12/2018 | 23/9/2025
32A | 0004590 | EPTA | XC0363717 | 32A(i): A refrigerated display cabinet (RDC) or a gelato or ice-cream scooping cabinet | Class 15 |  | RFV | 46.4002 | 42.13 | 4.67 | 0 | Approved | 10/12/2018 | 23/9/2025
32A | 0004591 | EPTA | XC0363718 | 32A(i): A refrigerated display cabinet (RDC) or a gelato or ice-cream scooping cabinet | Class 15 |  | RFV | 46.63 | 52.67 | 5.83 | 0 | Approved | 10/12/2018 | 1/10/2025
32A | 0004592 | EPTA | XC0402912 | 32A(i): A refrigerated display cabinet (RDC) or a gelato or ice-cream scooping cabinet | Class 14 |  | RRV | 62.4391 | 18.58 | 2.27 | 0 | Approved | 10/12/2018 | 30/4/2026
32A | 0004593 | EPTA | XC0402914 | 32A(i): A refrigerated display cabinet (RDC) or a gelato or ice-cream scooping cabinet | Class 14 |  | RRV | 69.6054 | 27.87 | 3.4 | 0 | Approved | 10/12/2018 | 30/4/2026
32A | 0004594 | EPTA | XC0402916 | 32A(i): A refrigerated display cabinet (RDC) or a gelato or ice-cream scooping cabinet | Class 14 |  | RRV | 73.843 | 37.16 | 4.53 | 0 | Approved | 10/12/2018 | 30/4/2026
32A | 0004595 | EPTA | XC0402918 | 32A(i): A refrigerated display cabinet (RDC) or a gelato or ice-cream scooping cabinet | Class 14 |  | RRV | 78.5292 | 55.74 | 6.8 | 0 | Approved | 10/12/2018 | 30/4/2026
32A | 0004596 | EPTA | XC0402922 | 32A(i): A refrigerated display cabinet (RDC) or a gelato or ice-cream scooping cabinet | Class 14 |  | RRV | 52.5324 | 27.87 | 4.83 | 0 | Approved | 10/12/2018 | 30/4/2026
32A | 0004597 | EPTA | XC0403112 | 32A(i): A refrigerated display cabinet (RDC) or a gelato or ice-cream scooping cabinet | Class 14 |  | RRV | 24.2394 | 6.86 | 2.11 | 0 | Approved | 10/12/2018 | 2/10/2025
32A | 0004598 | EPTA | XC0403114 | 32A(i): A refrigerated display cabinet (RDC) or a gelato or ice-cream scooping cabinet | Class 14 |  | RRV | 27.1555 | 10.28 | 3.16 | 0 | Approved | 10/12/2018 | 23/9/2025
32A | 0004599 | EPTA | XC0403116 | 32A(i): A refrigerated display cabinet (RDC) or a gelato or ice-cream scooping cabinet | Class 14 |  | RRV | 28.9173 | 13.71 | 4.21 | 0 | Approved | 10/12/2018 | 1/10/2025
32A | 0005000 | EPTA | XC0403118 | 32A(i): A refrigerated display cabinet (RDC) or a gelato or ice-cream scooping cabinet | Class 14 |  | RRV | 30.8803 | 20.57 | 6.32 | 0 | Approved | 10/12/2018 | 23/9/2025
32A | 0005001 | EPTA | XC0403312 | 32A(i): A refrigerated display cabinet (RDC) or a gelato or ice-cream scooping cabinet | Class 14 |  | RRV | 24.2394 | 6.86 | 2.11 | 0 | Approved | 10/12/2018 | 2/10/2025
32A | 0005002 | EPTA | XC0403314 | 32A(i): A refrigerated display cabinet (RDC) or a gelato or ice-cream scooping cabinet | Class 14 |  | RRV | 27.1555 | 10.28 | 3.16 | 0 | Approved | 10/12/2018 | 23/9/2025
32A | 0005003 | EPTA | XC0403316 | 32A(i): A refrigerated display cabinet (RDC) or a gelato or ice-cream scooping cabinet | Class 14 |  | RRV | 28.9173 | 13.71 | 4.21 | 0 | Approved | 10/12/2018 | 1/10/2025
32A | 0005004 | EPTA | XC0403318 | 32A(i): A refrigerated display cabinet (RDC) or a gelato or ice-cream scooping cabinet | Class 14 |  | RRV | 30.8803 | 20.57 | 6.32 | 0 | Approved | 10/12/2018 | 23/9/2025
32A | 0005005 | EPTA | XC0403512 | 32A(i): A refrigerated display cabinet (RDC) or a gelato or ice-cream scooping cabinet | Class 14 |  | RRV | 24.2394 | 6.86 | 2.11 | 0 | Approved | 10/12/2018 | 2/10/2025
32A | 0005006 | EPTA | XC0403514 | 32A(i): A refrigerated display cabinet (RDC) or a gelato or ice-cream scooping cabinet | Class 14 |  | RRV | 27.1555 | 10.28 | 3.16 | 0 | Approved | 10/12/2018 | 23/9/2025
32A | 0005007 | EPTA | XC0403516 | 32A(i): A refrigerated display cabinet (RDC) or a gelato or ice-cream scooping cabinet | Class 14 |  | RRV | 28.9173 | 13.71 | 4.21 | 0 | Approved | 10/12/2018 | 1/10/2025
32A | 0005008 | EPTA | XC0403518 | 32A(i): A refrigerated display cabinet (RDC) or a gelato or ice-cream scooping cabinet | Class 14 |  | RRV | 30.8803 | 20.57 | 6.32 | 0 | Approved | 10/12/2018 | 23/9/2025
32A | 0005009 | EPTA | XC0403712 | 32A(i): A refrigerated display cabinet (RDC) or a gelato or ice-cream scooping cabinet | Class 14 |  | RRV | 62.4391 | 18.58 | 2.27 | 0 | Approved | 10/12/2018 | 30/4/2026
32A | 0005010 | EPTA | XC0403714 | 32A(i): A refrigerated display cabinet (RDC) or a gelato or ice-cream scooping cabinet | Class 14 |  | RRV | 69.6054 | 27.87 | 3.4 | 0 | Approved | 10/12/2018 | 30/4/2026
32A | 0005011 | EPTA | XC0403716 | 32A(i): A refrigerated display cabinet (RDC) or a gelato or ice-cream scooping cabinet | Class 14 |  | RRV | 73.843 | 37.16 | 4.53 | 0 | Approved | 10/12/2018 | 30/4/2026
32A | 0005012 | EPTA | XC0403718 | 32A(i): A refrigerated display cabinet (RDC) or a gelato or ice-cream scooping cabinet | Class 14 |  | RRV | 78.5292 | 55.74 | 6.8 | 0 | Approved | 10/12/2018 | 30/4/2026
32A | 0005013 | EPTA | XC0403722 | 32A(i): A refrigerated display cabinet (RDC) or a gelato or ice-cream scooping cabinet | Class 14 |  | RRV | 52.5324 | 27.87 | 4.83 | 0 | Approved | 10/12/2018 | 30/4/2026
32A | 0005014 | EPTA | XC0403912 | 32A(i): A refrigerated display cabinet (RDC) or a gelato or ice-cream scooping cabinet | Class 14 |  | RRV | 62.4391 | 18.58 | 2.27 | 0 | Approved | 10/12/2018 | 30/4/2026
32A | 0005015 | EPTA | XC0403914 | 32A(i): A refrigerated display cabinet (RDC) or a gelato or ice-cream scooping cabinet | Class 14 |  | RRV | 69.6054 | 27.87 | 3.4 | 0 | Approved | 10/12/2018 | 30/4/2026
32A | 0005016 | EPTA | XC0403916 | 32A(i): A refrigerated display cabinet (RDC) or a gelato or ice-cream scooping cabinet | Class 14 |  | RRV | 73.843 | 37.16 | 4.53 | 0 | Approved | 10/12/2018 | 30/4/2026
32A | 0005017 | EPTA | XC0403918 | 32A(i): A refrigerated display cabinet (RDC) or a gelato or ice-cream scooping cabinet | Class 14 |  | RRV | 78.5292 | 55.74 | 6.8 | 0 | Approved | 10/12/2018 | 30/4/2026
32A | 0005018 | EPTA | XC0403922 | 32A(i): A refrigerated display cabinet (RDC) or a gelato or ice-cream scooping cabinet | Class 14 |  | RRV | 52.5324 | 27.87 | 4.83 | 0 | Approved | 10/12/2018 | 30/4/2026
32A | 0005019 | EPTA | XC0404712 | 32A(i): A refrigerated display cabinet (RDC) or a gelato or ice-cream scooping cabinet | Class 14 |  | RRV | 65.9005 | 19.61 | 2.27 | 0 | Approved | 10/12/2018 | 23/9/2025
32A | 0005020 | EPTA | XC0404714 | 32A(i): A refrigerated display cabinet (RDC) or a gelato or ice-cream scooping cabinet | Class 14 |  | RRV | 73.4515 | 29.41 | 3.4 | 0 | Approved | 10/12/2018 | 2/10/2025
32A | 0005021 | EPTA | XC0404716 | 32A(i): A refrigerated display cabinet (RDC) or a gelato or ice-cream scooping cabinet | Class 14 |  | RRV | 77.9166 | 39.21 | 4.53 | 0 | Approved | 10/12/2018 | 23/9/2025
32A | 0005022 | EPTA | XC0404912 | 32A(i): A refrigerated display cabinet (RDC) or a gelato or ice-cream scooping cabinet | Class 14 |  | RRV | 65.9005 | 19.61 | 2.27 | 0 | Approved | 10/12/2018 | 23/9/2025
32A | 0005023 | EPTA | XC0404914 | 32A(i): A refrigerated display cabinet (RDC) or a gelato or ice-cream scooping cabinet | Class 14 |  | RRV | 73.4515 | 29.41 | 3.4 | 0 | Approved | 10/12/2018 | 2/10/2025
32A | 0005024 | EPTA | XC0404916 | 32A(i): A refrigerated display cabinet (RDC) or a gelato or ice-cream scooping cabinet | Class 14 |  | RRV | 77.9166 | 39.21 | 4.53 | 0 | Approved | 10/12/2018 | 23/9/2025
32A | 0005025 | EPTA | XC0404920 | 32A(i): A refrigerated display cabinet (RDC) or a gelato or ice-cream scooping cabinet | Class 14 |  | RRV | 55.9464 | 22.35 | 3.39 | 0 | Approved | 10/12/2018 | 23/9/2025
32A | 0005026 | EPTA | XC0405112 | 32A(i): A refrigerated display cabinet (RDC) or a gelato or ice-cream scooping cabinet | Class 14 |  | RRV | 65.9005 | 19.61 | 2.27 | 0 | Approved | 10/12/2018 | 23/9/2025
32A | 0005027 | EPTA | XC0405114 | 32A(i): A refrigerated display cabinet (RDC) or a gelato or ice-cream scooping cabinet | Class 14 |  | RRV | 73.4515 | 29.41 | 3.4 | 0 | Approved | 10/12/2018 | 2/10/2025
32A | 0005028 | EPTA | XC0405116 | 32A(i): A refrigerated display cabinet (RDC) or a gelato or ice-cream scooping cabinet | Class 14 |  | RRV | 77.9166 | 39.21 | 4.53 | 0 | Approved | 10/12/2018 | 23/9/2025
32A | 0005029 | EPTA | XC0405120 | 32A(i): A refrigerated display cabinet (RDC) or a gelato or ice-cream scooping cabinet | Class 14 |  | RRV | 55.9464 | 22.35 | 3.39 | 0 | Approved | 10/12/2018 | 23/9/2025
32A | 0005030 | EPTA | XC0405612 | 32A(i): A refrigerated display cabinet (RDC) or a gelato or ice-cream scooping cabinet | Class 1 |  | IRH | 79.0464 | 6.3 | 1.22 | 0 | Approved | 10/12/2018 | 2/5/2026
32A | 0005031 | EPTA | XC0405812 | 32A(i): A refrigerated display cabinet (RDC) or a gelato or ice-cream scooping cabinet | Class 1 |  | IRH | 43.3763 | 3.7 | 1.38 | 0 | Approved | 10/12/2018 | 2/5/2026
32A | 0005032 | EPTA | XC0405912 | 32A(i): A refrigerated display cabinet (RDC) or a gelato or ice-cream scooping cabinet | Class 1 |  | IRH | 45.0497 | 4.3 | 1.67 | 0 | Approved | 10/12/2018 | 2/5/2026
32A | 0005033 | EPTA | XC0406212 | 32A(i): A refrigerated display cabinet (RDC) or a gelato or ice-cream scooping cabinet | Class 7 |  | IRV | 54.4046 | 15.1 | 2.05 | 0 | Approved | 10/12/2018 | 2/5/2026
32A | 0005034 | EPTA | XC0406312 | 32A(i): A refrigerated display cabinet (RDC) or a gelato or ice-cream scooping cabinet | Class 7 |  | IRV | 55.1052 | 17.2 | 2.43 | 0 | Approved | 10/12/2018 | 2/5/2026
32A | 0005035 | EPTA | XC0411016 | 32A(i): A refrigerated display cabinet (RDC) or a gelato or ice-cream scooping cabinet | Class 14 |  | RRV | 30.0861 | 10.13 | 2.7 | 0 | Approved | 10/12/2018 | 26/8/2026
32A | 0005036 | Vintec | VBS050SBB | 32A(i): A refrigerated display cabinet (RDC) or a gelato or ice-cream scooping cabinet | Class 11 |  | IRV-4 | 40.836 | 0.94 | 0.274 | 0 | Approved | 10/12/2018 | 2/5/2026
32A | 0005037 | Vintec | VBS050SSB | 32A(i): A refrigerated display cabinet (RDC) or a gelato or ice-cream scooping cabinet | Class 11 |  | IRV-4 | 40.836 | 0.94 | 0.274 | 0 | Approved | 10/12/2018 | 2/5/2026
32A | 0005038 | EPTA | VALZER NEXT 1D | 32A(i): A refrigerated display cabinet (RDC) or a gelato or ice-cream scooping cabinet | Class 8 |  | IFV | 37.6204 | 7.5 | 0.965 | 0 | Approved | 10/12/2018 | 2/5/2026
32A | 0005039 | EPTA | VALZER NEXT 2D | 32A(i): A refrigerated display cabinet (RDC) or a gelato or ice-cream scooping cabinet | Class 8 |  | IFV | 48.3581 | 18.6 | 1.93 | 0 | Approved | 10/12/2018 | 2/5/2026
32A | 0005040 | EPTA | VALZER NEXT 3D | 32A(i): A refrigerated display cabinet (RDC) or a gelato or ice-cream scooping cabinet | Class 8 |  | IFV | 42.1127 | 24 | 2.895 | 0 | Approved | 10/12/2018 | 2/5/2026
32A | 0005041 | Precision | VUBC121 | 32A(iii): A refrigerated storage cabinet (RSC) | Class 4 | ND | SFH | 50.1068 | 3.808 | 0 | 67.7 | Approved | 10/12/2018 | 30/9/2026
32A | 0005042 | Generalfushi | VVS1939D-P04A | 32A(i): A refrigerated display cabinet (RDC) or a gelato or ice-cream scooping cabinet | Class 7 |  | IRV | 55.1524 | 18.62 | 2.71 | 0 | Approved | 10/12/2018 | 2/5/2026
32A | 0005043 | Generalfushi | VVS1939D-P08A | 32A(i): A refrigerated display cabinet (RDC) or a gelato or ice-cream scooping cabinet | Class 7 |  | IRV | 79.0972 | 40.02 | 4.56 | 0 | Approved | 10/12/2018 | 2/5/2026
32A | 0005044 | Hussmann | VVS727B | 32A(i): A refrigerated display cabinet (RDC) or a gelato or ice-cream scooping cabinet | Class 14 |  | RRV | 75.5136 | 28.931 | 3.206 | 0 | Approved | 10/12/2018 | 7/10/2026
32A | 0005045 | Hussmann | VVS727B-2 | 32A(i): A refrigerated display cabinet (RDC) or a gelato or ice-cream scooping cabinet | Class 14 |  | RRV | 75.5136 | 28.931 | 3.206 | 0 | Approved | 10/12/2018 | 7/10/2026
32A | 0005046 | Hussmann | VVS727B-3 | 32A(i): A refrigerated display cabinet (RDC) or a gelato or ice-cream scooping cabinet | Class 14 |  | RRV | 75.5136 | 28.931 | 3.206 | 0 | Approved | 10/12/2018 | 7/10/2026
32A | 0005047 | Hussmann | VVS727B-4 | 32A(i): A refrigerated display cabinet (RDC) or a gelato or ice-cream scooping cabinet | Class 14 |  | RRV | 75.5136 | 28.931 | 3.206 | 0 | Approved | 10/12/2018 | 7/10/2026
32A | 0005048 | Hussmann | VVS727B-6 | 32A(i): A refrigerated display cabinet (RDC) or a gelato or ice-cream scooping cabinet | Class 14 |  | RRV | 75.5136 | 28.931 | 3.206 | 0 | Approved | 10/12/2018 | 7/10/2026
32A | 0005049 | Weber | WF900 | 32A(i): A refrigerated display cabinet (RDC) or a gelato or ice-cream scooping cabinet | Class 7 |  | IRV | 22.5085 | 2.97 | 0.45 | 0 | Approved | 10/12/2018 | 7/10/2026
32A | 0005050 | Weber | WF900BK | 32A(i): A refrigerated display cabinet (RDC) or a gelato or ice-cream scooping cabinet | Class 7 |  | IRV | 22.5085 | 2.97 | 0.45 | 0 | Approved | 10/12/2018 | 7/10/2026
32A | 0005051 | Weber | WF900SS | 32A(i): A refrigerated display cabinet (RDC) or a gelato or ice-cream scooping cabinet | Class 7 |  | IRV | 22.5085 | 2.97 | 0.45 | 0 | Approved | 10/12/2018 | 7/10/2026
32A | 0005052 | IARP | VISION120 | 32A(i): A refrigerated display cabinet (RDC) or a gelato or ice-cream scooping cabinet | Class 7 |  | IRV | 75.5027 | 20.2 | 1.943 | 0 | Approved | 10/12/2018 | 2/5/2026
32A | 0005053 | IARP | VISION180 | 32A(i): A refrigerated display cabinet (RDC) or a gelato or ice-cream scooping cabinet | Class 7 |  | IRV | 75.9241 | 26.6 | 2.852 | 0 | Approved | 10/12/2018 | 2/5/2026
32A | 0005054 | Hussmann | VLL626BL-6 | 32A(i): A refrigerated display cabinet (RDC) or a gelato or ice-cream scooping cabinet | Class 14 |  | RRV | 77.7653 | 19.387 | 1.736 | 0 | Approved | 10/12/2018 | 17/8/2025
32A | 0005055 | Hussmann | VLL726BL-2 | 32A(i): A refrigerated display cabinet (RDC) or a gelato or ice-cream scooping cabinet | Class 14 |  | RRV | 77.7653 | 19.387 | 1.736 | 0 | Approved | 10/12/2018 | 17/8/2025
32A | 0005056 | Hussmann | VLL726BL-3 | 32A(i): A refrigerated display cabinet (RDC) or a gelato or ice-cream scooping cabinet | Class 14 |  | RRV | 77.7653 | 19.387 | 1.736 | 0 | Approved | 10/12/2018 | 17/8/2025
32A | 0005057 | Hussmann | VLL726BL-4 | 32A(i): A refrigerated display cabinet (RDC) or a gelato or ice-cream scooping cabinet | Class 14 |  | RRV | 77.7653 | 19.387 | 1.736 | 0 | Approved | 10/12/2018 | 17/8/2025
32A | 0005058 | Hussmann | VLL726BL-6 | 32A(i): A refrigerated display cabinet (RDC) or a gelato or ice-cream scooping cabinet | Class 14 |  | RRV | 77.7653 | 19.387 | 1.736 | 0 | Approved | 10/12/2018 | 17/8/2025
32A | 0005059 | Hussmann | VLL726BLS-4 | 32A(i): A refrigerated display cabinet (RDC) or a gelato or ice-cream scooping cabinet | Class 7 |  | IRV | 80.8913 | 15.9 | 1.158 | 0 | Approved | 10/12/2018 | 17/8/2025
32A | 0005060 | Hussmann | VLL726E-2 | 32A(i): A refrigerated display cabinet (RDC) or a gelato or ice-cream scooping cabinet | Class 14 |  | RRV | 77.7653 | 19.387 | 1.736 | 0 | Approved | 10/12/2018 | 17/8/2025
32A | 0005061 | Hussmann | VLL726E-3 | 32A(i): A refrigerated display cabinet (RDC) or a gelato or ice-cream scooping cabinet | Class 14 |  | RRV | 77.7653 | 19.387 | 1.736 | 0 | Approved | 10/12/2018 | 17/8/2025
32A | 0005062 | Hussmann | VLL726E-4 | 32A(i): A refrigerated display cabinet (RDC) or a gelato or ice-cream scooping cabinet | Class 14 |  | RRV | 77.7653 | 19.387 | 1.736 | 0 | Approved | 10/12/2018 | 17/8/2025
32A | 0005063 | Hussmann | VLL726E-6 | 32A(i): A refrigerated display cabinet (RDC) or a gelato or ice-cream scooping cabinet | Class 14 |  | RRV | 77.7653 | 19.387 | 1.736 | 0 | Approved | 10/12/2018 | 17/8/2025
32A | 0005064 | Hussmann | VLL727BL-2 | 32A(i): A refrigerated display cabinet (RDC) or a gelato or ice-cream scooping cabinet | Class 14 |  | RRV | 77.7653 | 19.387 | 1.736 | 0 | Approved | 10/12/2018 | 17/8/2025
32A | 0005065 | Hussmann | VLL727BL-3 | 32A(i): A refrigerated display cabinet (RDC) or a gelato or ice-cream scooping cabinet | Class 14 |  | RRV | 77.7653 | 19.387 | 1.736 | 0 | Approved | 10/12/2018 | 17/8/2025
32A | 0005066 | Hussmann | VLL727BL-4 | 32A(i): A refrigerated display cabinet (RDC) or a gelato or ice-cream scooping cabinet | Class 14 |  | RRV | 77.7653 | 19.387 | 1.736 | 0 | Approved | 10/12/2018 | 17/8/2025
32A | 0005067 | Hussmann | VLL727BL-6 | 32A(i): A refrigerated display cabinet (RDC) or a gelato or ice-cream scooping cabinet | Class 14 |  | RRV | 77.7653 | 19.387 | 1.736 | 0 | Approved | 10/12/2018 | 17/8/2025
32A | 0005068 | Hussmann | VLL727E-2 | 32A(i): A refrigerated display cabinet (RDC) or a gelato or ice-cream scooping cabinet | Class 14 |  | RRV | 77.7653 | 19.387 | 1.736 | 0 | Approved | 10/12/2018 | 17/8/2025
32A | 0005069 | Hussmann | VLL727E-3 | 32A(i): A refrigerated display cabinet (RDC) or a gelato or ice-cream scooping cabinet | Class 14 |  | RRV | 77.7653 | 19.387 | 1.736 | 0 | Approved | 10/12/2018 | 17/8/2025
32A | 0005070 | Hussmann | VLL727E-4 | 32A(i): A refrigerated display cabinet (RDC) or a gelato or ice-cream scooping cabinet | Class 14 |  | RRV | 77.7653 | 19.387 | 1.736 | 0 | Approved | 10/12/2018 | 17/8/2025
32A | 0005071 | Hussmann | VLL727E-6 | 32A(i): A refrigerated display cabinet (RDC) or a gelato or ice-cream scooping cabinet | Class 14 |  | RRV | 77.7653 | 19.387 | 1.736 | 0 | Approved | 10/12/2018 | 17/8/2025
32A | 0005072 | Exquisite | USC260 | 32A(iii): A refrigerated storage cabinet (RSC) | Class 3 | LD | SRH | 48.5165 | 2.574 | 0 | 207.5 | Approved | 10/12/2018 | 2/5/2026
32A | 0005073 | Exquisite | USC260G | 32A(iii): A refrigerated storage cabinet (RSC) | Class 3 | LD | SRH | 48.5165 | 2.574 | 0 | 207.5 | Approved | 10/12/2018 | 2/5/2026
32A | 0005074 | Exquisite | USC260H | 32A(iii): A refrigerated storage cabinet (RSC) | Class 3 | ND | SRH | 41.217 | 2.623 | 0 | 207.5 | Approved | 10/12/2018 | 2/5/2026
32A | 0005075 | Exquisite | USC400 | 32A(iii): A refrigerated storage cabinet (RSC) | Class 3 | LD | SRH | 60.6564 | 3.577 | 0 | 311.2 | Approved | 10/12/2018 | 2/5/2026
32A | 0005076 | Exquisite | USC400G | 32A(iii): A refrigerated storage cabinet (RSC) | Class 3 | LD | SRH | 60.6564 | 3.577 | 0 | 311.2 | Approved | 10/12/2018 | 2/5/2026
32A | 0005077 | Exquisite | USC400H | 32A(iii): A refrigerated storage cabinet (RSC) | Class 3 | ND | SRH | 49.2762 | 3.492 | 0 | 311.2 | Approved | 10/12/2018 | 2/5/2026
32A | 0005078 | Exquisite | USC550H | 32A(iii): A refrigerated storage cabinet (RSC) | Class 3 | ND | SRH | 66.3387 | 5.176 | 0 | 414.9 | Approved | 10/12/2018 | 2/5/2026
32A | 0005079 | Exquisite | USF260 | 32A(iii): A refrigerated storage cabinet (RSC) | Class 4 | ND | SFH | 61.5819 | 6.056 | 0 | 207.5 | Approved | 10/12/2018 | 2/5/2026
32A | 0005080 | Exquisite | USF260H | 32A(iii): A refrigerated storage cabinet (RSC) | Class 4 | ND | SFH | 61.5819 | 6.056 | 0 | 207.5 | Approved | 10/12/2018 | 2/5/2026
32A | 0005081 | Exquisite | USF400 | 32A(iii): A refrigerated storage cabinet (RSC) | Class 4 | ND | SFH | 78.8713 | 9.072 | 0 | 311.2 | Approved | 10/12/2018 | 2/5/2026
32A | 0005082 | Exquisite | USF400H | 32A(iii): A refrigerated storage cabinet (RSC) | Class 4 | ND | SFH | 78.8713 | 9.072 | 0 | 311.2 | Approved | 10/12/2018 | 2/5/2026
32A | 0005083 | Bromic | USS 1200 DSCL | 32A(i): A refrigerated display cabinet (RDC) or a gelato or ice-cream scooping cabinet | Class 7 |  | IRV | 43.6957 | 8.39 | 1.112 | 0 | Approved | 10/12/2018 | 2/6/2026
32A | 0005084 | Bromic | USS 220 DTK | 32A(i): A refrigerated display cabinet (RDC) or a gelato or ice-cream scooping cabinet | Class 7 |  | IRV | 24.4963 | 3.21 | 0.438 | 0 | Approved | 10/12/2018 | 2/6/2026
32A | 0005085 | Bromic | USS 300 DTK | 32A(i): A refrigerated display cabinet (RDC) or a gelato or ice-cream scooping cabinet | Class 7 |  | IRV | 20.3984 | 2.97 | 0.603 | 0 | Approved | 10/12/2018 | 2/6/2026
32A | 0005086 | Bromic | USS 374 DTK | 32A(i): A refrigerated display cabinet (RDC) or a gelato or ice-cream scooping cabinet | Class 7 |  | IRV | 28.7654 | 4.45 | 0.703 | 0 | Approved | 10/12/2018 | 4/6/2026
32A | 0005087 | Bromic | USS 374 DTK BK | 32A(iii): A refrigerated storage cabinet (RSC) | Class 9 | ND | SRV | 78.7938 | 2.087 | 0 | 218.6 | Approved | 10/12/2018 | 2/5/2026
32A | 0005088 | Bromic | USS 374 DTK -Black | 32A(i): A refrigerated display cabinet (RDC) or a gelato or ice-cream scooping cabinet | Class 7 |  | IRV | 28.7654 | 4.45 | 0.703 | 0 | Approved | 10/12/2018 | 4/6/2026
32A | 0005089 | Bromic | USS 374 DTK -SV | 32A(i): A refrigerated display cabinet (RDC) or a gelato or ice-cream scooping cabinet | Class 7 |  | IRV | 28.7654 | 4.45 | 0.703 | 0 | Approved | 10/12/2018 | 4/6/2026
32A | 0005090 | Bromic | USS 374 DTKL | 32A(i): A refrigerated display cabinet (RDC) or a gelato or ice-cream scooping cabinet | Class 7 |  | IRV | 28.7654 | 4.45 | 0.703 | 0 | Approved | 10/12/2018 | 4/6/2026
32A | 0005091 | Bromic | USS 374 DTKL -Silver | 32A(i): A refrigerated display cabinet (RDC) or a gelato or ice-cream scooping cabinet | Class 7 |  | IRV | 28.7654 | 4.45 | 0.703 | 0 | Approved | 10/12/2018 | 4/6/2026
32A | 0005092 | Bromic | USS 374 DTKLB | 32A(i): A refrigerated display cabinet (RDC) or a gelato or ice-cream scooping cabinet | Class 7 |  | IRV | 29.1532 | 4.51 | 0.703 | 0 | Approved | 10/12/2018 | 4/6/2026
32A | 0005093 | Bromic | USS 440 DTKL | 32A(i): A refrigerated display cabinet (RDC) or a gelato or ice-cream scooping cabinet | Class 7 |  | IRV | 24.9084 | 4.084 | 0.802 | 0 | Approved | 10/12/2018 | 2/6/2026
32A | 0005094 | Bromic | USS 690 DTKL | 32A(i): A refrigerated display cabinet (RDC) or a gelato or ice-cream scooping cabinet | Class 7 |  | IRV | 21.8687 | 3.995 | 1.0143 | 0 | Approved | 10/12/2018 | 2/6/2026
32A | 0005095 | Bromic | USS 690 DTKL -Black | 32A(i): A refrigerated display cabinet (RDC) or a gelato or ice-cream scooping cabinet | Class 7 |  | IRV | 21.8687 | 3.995 | 1.0143 | 0 | Approved | 10/12/2018 | 2/6/2026
32A | 0005096 | Bromic | USS 690 DTKL -Vid | 32A(i): A refrigerated display cabinet (RDC) or a gelato or ice-cream scooping cabinet | Class 7 |  | IRV | 21.8687 | 3.995 | 1.0143 | 0 | Approved | 10/12/2018 | 2/6/2026
32A | 0005097 | Bromic | USS 690 DTKL -White | 32A(i): A refrigerated display cabinet (RDC) or a gelato or ice-cream scooping cabinet | Class 7 |  | IRV | 21.8687 | 3.995 | 1.0143 | 0 | Approved | 10/12/2018 | 2/6/2026
32A | 0005098 | Vintec | V190BVC-BK | 32A(i): A refrigerated display cabinet (RDC) or a gelato or ice-cream scooping cabinet | Class 11 |  | IRV-4 | 41.5136 | 2.167 | 0.758 | 0 | Approved | 10/12/2018 | 2/5/2026
32A | 0005099 | Vintec | V190BVC-BKLH | 32A(i): A refrigerated display cabinet (RDC) or a gelato or ice-cream scooping cabinet | Class 11 |  | IRV-4 | 41.5136 | 2.167 | 0.758 | 0 | Approved | 10/12/2018 | 2/5/2026
32A | 0005100 | Husky Refrigerators Mfg Company Ltd | V280 | 32A(i): A refrigerated display cabinet (RDC) or a gelato or ice-cream scooping cabinet | Class 7 |  | IRV | 17.7885 | 2.59 | 0.6 | 0 | Approved | 10/12/2018 | 2/5/2026
32A | 0005101 | Husky Refrigerators Mfg Company Ltd | V350 | 32A(i): A refrigerated display cabinet (RDC) or a gelato or ice-cream scooping cabinet | Class 7 |  | IRV | 21.7148 | 3.3 | 0.6673 | 0 | Approved | 10/12/2018 | 2/5/2026
32A | 0005102 | EPTA | XC0371115 | 32A(i): A refrigerated display cabinet (RDC) or a gelato or ice-cream scooping cabinet | Class 8 |  | IFV | 31.6923 | 8.8 | 1.37 | 0 | Approved | 10/12/2018 | 21/9/2026
32A | 0005103 | EPTA | XC0373410 | 32A(i): A refrigerated display cabinet (RDC) or a gelato or ice-cream scooping cabinet | Class 8 |  | IFV | 37.6204 | 7.5 | 0.965 | 0 | Approved | 10/12/2018 | 2/5/2026
32A | 0005104 | EPTA | XC0373413 | 32A(i): A refrigerated display cabinet (RDC) or a gelato or ice-cream scooping cabinet | Class 8 |  | IFV | 48.3581 | 18.6 | 1.93 | 0 | Approved | 10/12/2018 | 2/5/2026
32A | 0005105 | EPTA | XC0373416 | 32A(i): A refrigerated display cabinet (RDC) or a gelato or ice-cream scooping cabinet | Class 8 |  | IFV | 42.1127 | 24 | 2.895 | 0 | Approved | 10/12/2018 | 2/5/2026
32A | 0005106 | EPTA | XC0373510 | 32A(i): A refrigerated display cabinet (RDC) or a gelato or ice-cream scooping cabinet | Class 8 |  | IFV | 37.6204 | 7.5 | 0.965 | 0 | Approved | 10/12/2018 | 2/5/2026
32A | 0005107 | EPTA | XC0373513 | 32A(i): A refrigerated display cabinet (RDC) or a gelato or ice-cream scooping cabinet | Class 8 |  | IFV | 48.3581 | 18.6 | 1.93 | 0 | Approved | 10/12/2018 | 2/5/2026
32A | 0005108 | EPTA | XC0373516 | 32A(i): A refrigerated display cabinet (RDC) or a gelato or ice-cream scooping cabinet | Class 8 |  | IFV | 42.1127 | 24 | 2.895 | 0 | Approved | 10/12/2018 | 2/5/2026
32A | 0005109 | EPTA | XC0373710 | 32A(i): A refrigerated display cabinet (RDC) or a gelato or ice-cream scooping cabinet | Class 8 |  | IFV | 37.6204 | 7.5 | 0.965 | 0 | Approved | 10/12/2018 | 2/5/2026
32A | 0005110 | EPTA | XC0373713 | 32A(i): A refrigerated display cabinet (RDC) or a gelato or ice-cream scooping cabinet | Class 8 |  | IFV | 48.3581 | 18.6 | 1.93 | 0 | Approved | 10/12/2018 | 2/5/2026
32A | 0005111 | EPTA | XC0373716 | 32A(i): A refrigerated display cabinet (RDC) or a gelato or ice-cream scooping cabinet | Class 8 |  | IFV | 42.1127 | 24 | 2.895 | 0 | Approved | 10/12/2018 | 2/5/2026
32A | 0005112 | EPTA | XC0373810 | 32A(i): A refrigerated display cabinet (RDC) or a gelato or ice-cream scooping cabinet | Class 8 |  | IFV | 37.6204 | 7.5 | 0.965 | 0 | Approved | 10/12/2018 | 2/5/2026
32A | 0005113 | EPTA | XC0373813 | 32A(i): A refrigerated display cabinet (RDC) or a gelato or ice-cream scooping cabinet | Class 8 |  | IFV | 48.3581 | 18.6 | 1.93 | 0 | Approved | 10/12/2018 | 2/5/2026
32A | 0005114 | EPTA | XC0373816 | 32A(i): A refrigerated display cabinet (RDC) or a gelato or ice-cream scooping cabinet | Class 8 |  | IFV | 42.1127 | 24 | 2.895 | 0 | Approved | 10/12/2018 | 2/5/2026
32A | 0005115 | EPTA | XC0375415 | 32A(i): A refrigerated display cabinet (RDC) or a gelato or ice-cream scooping cabinet | Class 8 |  | IFV | 31.6923 | 8.8 | 1.37 | 0 | Approved | 10/12/2018 | 21/9/2026
32A | 0005116 | EPTA | XC0375416 | 32A(i): A refrigerated display cabinet (RDC) or a gelato or ice-cream scooping cabinet | Class 8 |  | IFV | 30.7231 | 10.35 | 1.68 | 0 | Approved | 10/12/2018 | 21/9/2026
32A | 0005117 | EPTA | XC0375515 | 32A(i): A refrigerated display cabinet (RDC) or a gelato or ice-cream scooping cabinet | Class 8 |  | IFV | 31.6923 | 8.8 | 1.37 | 0 | Approved | 10/12/2018 | 21/9/2026
32A | 0005118 | EPTA | XC0375516 | 32A(i): A refrigerated display cabinet (RDC) or a gelato or ice-cream scooping cabinet | Class 8 |  | IFV | 30.7231 | 10.35 | 1.68 | 0 | Approved | 10/12/2018 | 21/9/2026
32A | 0005119 | EPTA | XC0375615 | 32A(i): A refrigerated display cabinet (RDC) or a gelato or ice-cream scooping cabinet | Class 8 |  | IFV | 31.6923 | 8.8 | 1.37 | 0 | Approved | 10/12/2018 | 21/9/2026
32A | 0005120 | EPTA | XC0376931 | 32A(i): A refrigerated display cabinet (RDC) or a gelato or ice-cream scooping cabinet | Class 7 |  | IRV | 25.0095 | 6.6 | 1.904 | 0 | Approved | 10/12/2018 | 2/5/2026
32A | 0005121 | EPTA | XC0376932 | 32A(i): A refrigerated display cabinet (RDC) or a gelato or ice-cream scooping cabinet | Class 7 |  | IRV | 25.0095 | 6.6 | 1.904 | 0 | Approved | 10/12/2018 | 2/5/2026
32A | 0005122 | EPTA | XC0376933 | 32A(i): A refrigerated display cabinet (RDC) or a gelato or ice-cream scooping cabinet | Class 7 |  | IRV | 25.0095 | 6.6 | 1.904 | 0 | Approved | 10/12/2018 | 2/5/2026
32A | 0005123 | EPTA | XC0376934 | 32A(i): A refrigerated display cabinet (RDC) or a gelato or ice-cream scooping cabinet | Class 7 |  | IRV | 25.0095 | 6.6 | 1.904 | 0 | Approved | 10/12/2018 | 2/5/2026
32A | 0005124 | EPTA | XC0376935 | 32A(i): A refrigerated display cabinet (RDC) or a gelato or ice-cream scooping cabinet | Class 7 |  | IRV | 25.0095 | 6.6 | 1.904 | 0 | Approved | 10/12/2018 | 2/5/2026
32A | 0005125 | EPTA | XC0376936 | 32A(i): A refrigerated display cabinet (RDC) or a gelato or ice-cream scooping cabinet | Class 7 |  | IRV | 25.622 | 9 | 2.856 | 0 | Approved | 10/12/2018 | 2/5/2026
32A | 0005126 | EPTA | XC0376937 | 32A(i): A refrigerated display cabinet (RDC) or a gelato or ice-cream scooping cabinet | Class 7 |  | IRV | 25.622 | 9 | 2.856 | 0 | Approved | 10/12/2018 | 2/5/2026
32A | 0005127 | EPTA | XC0376938 | 32A(i): A refrigerated display cabinet (RDC) or a gelato or ice-cream scooping cabinet | Class 7 |  | IRV | 25.622 | 9 | 2.856 | 0 | Approved | 10/12/2018 | 2/5/2026
32A | 0005128 | EPTA | XC0376939 | 32A(i): A refrigerated display cabinet (RDC) or a gelato or ice-cream scooping cabinet | Class 7 |  | IRV | 25.622 | 9 | 2.856 | 0 | Approved | 10/12/2018 | 2/5/2026
32A | 0005129 | EPTA | XC0376940 | 32A(i): A refrigerated display cabinet (RDC) or a gelato or ice-cream scooping cabinet | Class 7 |  | IRV | 25.622 | 9 | 2.856 | 0 | Approved | 10/12/2018 | 2/5/2026
32A | 0005130 | EPTA | XC0376941 | 32A(i): A refrigerated display cabinet (RDC) or a gelato or ice-cream scooping cabinet | Class 7 |  | IRV | 24.2169 | 10.6 | 3.808 | 0 | Approved | 10/12/2018 | 2/5/2026
32A | 0005131 | EPTA | XC0376942 | 32A(i): A refrigerated display cabinet (RDC) or a gelato or ice-cream scooping cabinet | Class 7 |  | IRV | 24.2169 | 10.6 | 3.808 | 0 | Approved | 10/12/2018 | 2/5/2026
32A | 0005132 | EPTA | XC0376943 | 32A(i): A refrigerated display cabinet (RDC) or a gelato or ice-cream scooping cabinet | Class 7 |  | IRV | 24.2169 | 10.6 | 3.808 | 0 | Approved | 10/12/2018 | 2/5/2026
32A | 0005133 | EPTA | XC0376944 | 32A(i): A refrigerated display cabinet (RDC) or a gelato or ice-cream scooping cabinet | Class 7 |  | IRV | 24.2169 | 10.6 | 3.808 | 0 | Approved | 10/12/2018 | 2/5/2026
32A | 0005134 | EPTA | XC0376945 | 32A(i): A refrigerated display cabinet (RDC) or a gelato or ice-cream scooping cabinet | Class 7 |  | IRV | 24.2169 | 10.6 | 3.808 | 0 | Approved | 10/12/2018 | 2/5/2026
32A | 0005135 | EPTA | XC0376946 | 32A(i): A refrigerated display cabinet (RDC) or a gelato or ice-cream scooping cabinet | Class 7 |  | IRV | 27.4725 | 6 | 1.4 | 0 | Approved | 10/12/2018 | 2/5/2026
32A | 0005136 | EPTA | XC0376947 | 32A(i): A refrigerated display cabinet (RDC) or a gelato or ice-cream scooping cabinet | Class 7 |  | IRV | 27.4725 | 6 | 1.4 | 0 | Approved | 10/12/2018 | 2/5/2026
32A | 0005137 | EPTA | XC0376948 | 32A(i): A refrigerated display cabinet (RDC) or a gelato or ice-cream scooping cabinet | Class 7 |  | IRV | 27.4725 | 6 | 1.4 | 0 | Approved | 10/12/2018 | 2/5/2026
32A | 0005138 | EPTA | XC0376949 | 32A(i): A refrigerated display cabinet (RDC) or a gelato or ice-cream scooping cabinet | Class 7 |  | IRV | 27.4725 | 6 | 1.4 | 0 | Approved | 10/12/2018 | 2/5/2026
32A | 0005139 | EPTA | XC0376950 | 32A(i): A refrigerated display cabinet (RDC) or a gelato or ice-cream scooping cabinet | Class 7 |  | IRV | 27.4725 | 6 | 1.4 | 0 | Approved | 10/12/2018 | 2/5/2026
32A | 0005140 | EPTA | XC0376951 | 32A(i): A refrigerated display cabinet (RDC) or a gelato or ice-cream scooping cabinet | Class 8 |  | IFV | 30.1312 | 8.5 | 2.1 | 0 | Approved | 10/12/2018 | 2/5/2026
32A | 0005141 | EPTA | XC0376952 | 32A(i): A refrigerated display cabinet (RDC) or a gelato or ice-cream scooping cabinet | Class 14 |  | RRV | 34.7021 | 12 | 2.8 | 0 | Approved | 10/12/2018 | 2/5/2026
32A | 0005142 | EPTA | XC0376953 | 32A(i): A refrigerated display cabinet (RDC) or a gelato or ice-cream scooping cabinet | Class 8 |  | IFV | 30.1312 | 8.5 | 2.1 | 0 | Approved | 10/12/2018 | 2/5/2026
32A | 0005143 | EPTA | XC0376954 | 32A(i): A refrigerated display cabinet (RDC) or a gelato or ice-cream scooping cabinet | Class 14 |  | RRV | 34.7021 | 12 | 2.8 | 0 | Approved | 10/12/2018 | 2/5/2026
32A | 0005144 | EPTA | XC0376955 | 32A(i): A refrigerated display cabinet (RDC) or a gelato or ice-cream scooping cabinet | Class 8 |  | IFV | 30.1312 | 8.5 | 2.1 | 0 | Approved | 10/12/2018 | 2/5/2026
32A | 0005145 | EPTA | XC0376956 | 32A(i): A refrigerated display cabinet (RDC) or a gelato or ice-cream scooping cabinet | Class 14 |  | RRV | 34.7021 | 12 | 2.8 | 0 | Approved | 10/12/2018 | 2/5/2026
32A | 0005146 | EPTA | XC0376957 | 32A(i): A refrigerated display cabinet (RDC) or a gelato or ice-cream scooping cabinet | Class 8 |  | IFV | 30.1312 | 8.5 | 2.1 | 0 | Approved | 10/12/2018 | 2/5/2026
32A | 0005147 | EPTA | XC0376958 | 32A(i): A refrigerated display cabinet (RDC) or a gelato or ice-cream scooping cabinet | Class 14 |  | RRV | 34.7021 | 12 | 2.8 | 0 | Approved | 10/12/2018 | 2/5/2026
32A | 0005148 | EPTA | XC0376959 | 32A(i): A refrigerated display cabinet (RDC) or a gelato or ice-cream scooping cabinet | Class 14 |  | RRV | 30.1312 | 8.5 | 2.1 | 0 | Approved | 10/12/2018 | 2/5/2026
32A | 0005149 | EPTA | XC0376960 | 32A(i): A refrigerated display cabinet (RDC) or a gelato or ice-cream scooping cabinet | Class 14 |  | RRV | 34.7021 | 12 | 2.8 | 0 | Approved | 10/12/2018 | 2/5/2026
32A | 0005150 | EPTA | XC0376967 | 32A(i): A refrigerated display cabinet (RDC) or a gelato or ice-cream scooping cabinet | Class 7 |  | IRV | 25.622 | 9 | 2.856 | 0 | Approved | 10/12/2018 | 2/5/2026
32A | 0005151 | EPTA | XC0376968 | 32A(i): A refrigerated display cabinet (RDC) or a gelato or ice-cream scooping cabinet | Class 7 |  | IRV | 25.622 | 9 | 2.856 | 0 | Approved | 10/12/2018 | 2/5/2026
32A | 0005152 | EPTA | XC0376969 | 32A(i): A refrigerated display cabinet (RDC) or a gelato or ice-cream scooping cabinet | Class 7 |  | IRV | 25.622 | 9 | 2.856 | 0 | Approved | 10/12/2018 | 2/5/2026
32A | 0005153 | EPTA | XC0376970 | 32A(i): A refrigerated display cabinet (RDC) or a gelato or ice-cream scooping cabinet | Class 7 |  | IRV | 25.622 | 9 | 2.856 | 0 | Approved | 10/12/2018 | 2/5/2026
32A | 0005154 | EPTA | XC0376971 | 32A(i): A refrigerated display cabinet (RDC) or a gelato or ice-cream scooping cabinet | Class 7 |  | IRV | 25.622 | 9 | 2.856 | 0 | Approved | 10/12/2018 | 2/5/2026
32A | 0005155 | EPTA | XC0376972 | 32A(i): A refrigerated display cabinet (RDC) or a gelato or ice-cream scooping cabinet | Class 7 |  | IRV | 24.2169 | 10.6 | 3.808 | 0 | Approved | 10/12/2018 | 2/5/2026
32A | 0005156 | EPTA | XC0376973 | 32A(i): A refrigerated display cabinet (RDC) or a gelato or ice-cream scooping cabinet | Class 7 |  | IRV | 24.2169 | 10.6 | 3.808 | 0 | Approved | 10/12/2018 | 2/5/2026
32A | 0005157 | EPTA | XC0376974 | 32A(i): A refrigerated display cabinet (RDC) or a gelato or ice-cream scooping cabinet | Class 7 |  | IRV | 24.2169 | 10.6 | 3.808 | 0 | Approved | 10/12/2018 | 2/5/2026
32A | 0005158 | EPTA | XC0376975 | 32A(i): A refrigerated display cabinet (RDC) or a gelato or ice-cream scooping cabinet | Class 7 |  | IRV | 24.2169 | 10.6 | 3.808 | 0 | Approved | 10/12/2018 | 2/5/2026
32A | 0005159 | EPTA | XC0376976 | 32A(i): A refrigerated display cabinet (RDC) or a gelato or ice-cream scooping cabinet | Class 7 |  | IRV | 24.2169 | 10.6 | 3.808 | 0 | Approved | 10/12/2018 | 2/5/2026
32A | 0005160 | EPTA | XC0378613 | 32A(i): A refrigerated display cabinet (RDC) or a gelato or ice-cream scooping cabinet | Class 8 |  | IFV | 50.0958 | 23 | 2.32 | 0 | Approved | 10/12/2018 | 2/9/2026
32A | 0005161 | EPTA | XC0378616 | 32A(i): A refrigerated display cabinet (RDC) or a gelato or ice-cream scooping cabinet | Class 8 |  | IFV | 43.5354 | 29.8 | 3.5 | 0 | Approved | 10/12/2018 | 2/9/2026
32A | 0005162 | EPTA | XC0378617 | 32A(i): A refrigerated display cabinet (RDC) or a gelato or ice-cream scooping cabinet | Class 8 |  | IFV | 35.1951 | 41.3 | 6.06 | 0 | Approved | 10/12/2018 | 3/9/2026
32A | 0005163 | EPTA | XC0378713 | 32A(i): A refrigerated display cabinet (RDC) or a gelato or ice-cream scooping cabinet | Class 8 |  | IFV | 50.0958 | 23 | 2.32 | 0 | Approved | 10/12/2018 | 2/9/2026
32A | 0005164 | EPTA | XC0378716 | 32A(i): A refrigerated display cabinet (RDC) or a gelato or ice-cream scooping cabinet | Class 8 |  | IFV | 43.5354 | 29.8 | 3.5 | 0 | Approved | 10/12/2018 | 2/9/2026
32A | 0005165 | EPTA | XC0378717 | 32A(i): A refrigerated display cabinet (RDC) or a gelato or ice-cream scooping cabinet | Class 8 |  | IFV | 35.1951 | 41.3 | 6.06 | 0 | Approved | 10/12/2018 | 3/9/2026
32A | 0005166 | EPTA | XC0380813 | 32A(i): A refrigerated display cabinet (RDC) or a gelato or ice-cream scooping cabinet | Class 15 |  | RFV | 48.0161 | 14.8 | 1.53 | 0 | Approved | 10/12/2018 | 24/8/2026
32A | 0005167 | EPTA | XC0380816 | 32A(i): A refrigerated display cabinet (RDC) or a gelato or ice-cream scooping cabinet | Class 15 |  | RFV | 48.9645 | 22.2 | 2.29 | 0 | Approved | 10/12/2018 | 25/8/2026
32A | 0005168 | EPTA | XC0381013 | 32A(i): A refrigerated display cabinet (RDC) or a gelato or ice-cream scooping cabinet | Class 15 |  | RFV | 48.0161 | 14.8 | 1.53 | 0 | Approved | 10/12/2018 | 24/8/2026
32A | 0005169 | EPTA | XC0381016 | 32A(i): A refrigerated display cabinet (RDC) or a gelato or ice-cream scooping cabinet | Class 15 |  | RFV | 48.9645 | 22.2 | 2.29 | 0 | Approved | 10/12/2018 | 25/8/2026
32A | 0005170 | EPTA | XC0395031 | 32A(i): A refrigerated display cabinet (RDC) or a gelato or ice-cream scooping cabinet | Class 7 |  | IRV | 25.0095 | 6.6 | 1.904 | 0 | Approved | 10/12/2018 | 2/5/2026
32A | 0005171 | EPTA | XC0395032 | 32A(i): A refrigerated display cabinet (RDC) or a gelato or ice-cream scooping cabinet | Class 7 |  | IRV | 25.0095 | 6.6 | 1.904 | 0 | Approved | 10/12/2018 | 2/5/2026
32A | 0005172 | EPTA | XC0395033 | 32A(i): A refrigerated display cabinet (RDC) or a gelato or ice-cream scooping cabinet | Class 7 |  | IRV | 25.0095 | 6.6 | 1.904 | 0 | Approved | 10/12/2018 | 2/5/2026
32A | 0005173 | EPTA | XC0395034 | 32A(i): A refrigerated display cabinet (RDC) or a gelato or ice-cream scooping cabinet | Class 7 |  | IRV | 25.0095 | 6.6 | 1.904 | 0 | Approved | 10/12/2018 | 2/5/2026
32A | 0005174 | EPTA | XC0395035 | 32A(i): A refrigerated display cabinet (RDC) or a gelato or ice-cream scooping cabinet | Class 7 |  | IRV | 25.0095 | 6.6 | 1.904 | 0 | Approved | 10/12/2018 | 2/5/2026
32A | 0005175 | EPTA | XC0398013 | 32A(i): A refrigerated display cabinet (RDC) or a gelato or ice-cream scooping cabinet | Class 8 |  | IFV | 50.5161 | 23 | 2.3 | 0 | Approved | 10/12/2018 | 23/9/2025
32A | 0005176 | EPTA | XC0398016 | 32A(i): A refrigerated display cabinet (RDC) or a gelato or ice-cream scooping cabinet | Class 8 |  | IFV | 46.019 | 31.5 | 3.5 | 0 | Approved | 10/12/2018 | 1/10/2025
32A | 0005177 | EPTA | XC0398113 | 32A(i): A refrigerated display cabinet (RDC) or a gelato or ice-cream scooping cabinet | Class 8 |  | IFV | 50.5161 | 23 | 2.3 | 0 | Approved | 10/12/2018 | 23/9/2025
32A | 0005178 | EPTA | XC0398116 | 32A(i): A refrigerated display cabinet (RDC) or a gelato or ice-cream scooping cabinet | Class 8 |  | IFV | 46.019 | 31.5 | 3.5 | 0 | Approved | 10/12/2018 | 1/10/2025
32A | 0005179 | EPTA | XC0399912 | 32A(i): A refrigerated display cabinet (RDC) or a gelato or ice-cream scooping cabinet | Class 14 |  | RRV | 24.1688 | 6.84 | 2.11 | 0 | Approved | 10/12/2018 | 1/4/2026
32A | 0005180 | EPTA | XC0399914 | 32A(i): A refrigerated display cabinet (RDC) or a gelato or ice-cream scooping cabinet | Class 14 |  | RRV | 27.1027 | 10.26 | 3.16 | 0 | Approved | 10/12/2018 | 30/3/2026
32A | 0005181 | EPTA | XC0399916 | 32A(i): A refrigerated display cabinet (RDC) or a gelato or ice-cream scooping cabinet | Class 14 |  | RRV | 28.8541 | 13.68 | 4.21 | 0 | Approved | 10/12/2018 | 30/3/2026
32A | 0005182 | EPTA | XC0399918 | 32A(i): A refrigerated display cabinet (RDC) or a gelato or ice-cream scooping cabinet | Class 14 |  | RRV | 30.8053 | 20.52 | 6.32 | 0 | Approved | 10/12/2018 | 30/3/2026
32A | 0005183 | EPTA | XC0399922 | 32A(i): A refrigerated display cabinet (RDC) or a gelato or ice-cream scooping cabinet | Class 14 |  | RRV | 20.1694 | 10.26 | 4.59 | 0 | Approved | 10/12/2018 | 31/3/2026
32A | 0005184 | Skipio | SWR12-2 | 32A(iii): A refrigerated storage cabinet (RSC) | Class 3 | ND | SRH | 40.9627 | 2.57 | 0 | 195.7 | Approved | 10/12/2018 | 2/5/2026
32A | 0005185 | Skipio | SWR15-2 | 32A(iii): A refrigerated storage cabinet (RSC) | Class 3 | ND | SRH | 41.3786 | 2.82 | 0 | 273 | Approved | 10/12/2018 | 2/5/2026
32A | 0005186 | Skipio | SWR18-3 | 32A(iii): A refrigerated storage cabinet (RSC) | Class 3 | ND | SRH | 69.3159 | 5.1 | 0 | 350.5 | Approved | 10/12/2018 | 2/5/2026
32A | 0005187 | Skipio | SWR9-1 | 32A(iii): A refrigerated storage cabinet (RSC) | Class 3 | ND | SRH | 76.8212 | 4.41 | 0 | 119.5 | Approved | 10/12/2018 | 2/5/2026
32A | 0005188 | Skope | TME650N-3C | 32A(i): A refrigerated display cabinet (RDC) or a gelato or ice-cream scooping cabinet | Class 7 |  | IRV | 13.9345 | 2.46 | 0.942 | 0 | Approved | 10/12/2018 | 2/5/2026
32A | 0005189 | Skope | TME650N-A | 32A(i): A refrigerated display cabinet (RDC) or a gelato or ice-cream scooping cabinet | Class 7 |  | IRV | 13.3681 | 2.36 | 0.942 | 0 | Approved | 10/12/2018 | 2/5/2026
32A | 0005190 | Skope | TME650N-AC | 32A(i): A refrigerated display cabinet (RDC) or a gelato or ice-cream scooping cabinet | Class 7 |  | IRV | 13.9345 | 2.46 | 0.942 | 0 | Approved | 10/12/2018 | 2/5/2026
32A | 0005191 | Crusader | SS-P430WEA | 32A(i): A refrigerated display cabinet (RDC) or a gelato or ice-cream scooping cabinet | Class 7 |  | IRV | 16.0256 | 2.453 | 0.68 | 0 | Approved | 10/12/2018 | 2/5/2026
32A | 0005192 | Thermaster | SSS4 | 32A(i): A refrigerated display cabinet (RDC) or a gelato or ice-cream scooping cabinet | Class 7 |  | IRV | 16.129 | 1.821 | 0.24 | 0 | Approved | 10/12/2018 | 23/6/2026
32A | 0005193 | Thermaster | SSS7 | 32A(i): A refrigerated display cabinet (RDC) or a gelato or ice-cream scooping cabinet | Class 7 |  | IRV | 18.0589 | 2.346 | 0.43 | 0 | Approved | 10/12/2018 | 23/6/2026
32A | 0005194 | FRICON | SMR 220 SLB A1A2 | 32A(i): A refrigerated display cabinet (RDC) or a gelato or ice-cream scooping cabinet | Class 2 |  | IFH | 36.6588 | 6.21 | 1.3 | 0 | Approved | 10/12/2018 | 16/7/2026
32A | 0005195 | FRICON | SMR 220 SLB V1E2 | 32A(i): A refrigerated display cabinet (RDC) or a gelato or ice-cream scooping cabinet | Class 2 |  | IFH | 36.6588 | 6.21 | 1.3 | 0 | Approved | 10/12/2018 | 16/7/2026
32A | 0005196 | FRICON | SMR 250 SLB A1A2 | 32A(i): A refrigerated display cabinet (RDC) or a gelato or ice-cream scooping cabinet | Class 2 |  | IFH | 34.3386 | 6.49 | 1.5 | 0 | Approved | 10/12/2018 | 16/7/2026
32A | 0005197 | FRICON | SMR 250 SLB V1E2 | 32A(i): A refrigerated display cabinet (RDC) or a gelato or ice-cream scooping cabinet | Class 2 |  | IFH | 34.3386 | 6.49 | 1.5 | 0 | Approved | 10/12/2018 | 16/7/2026
32A | 0005198 | Thermaster | TCBD78W | 32A(i): A refrigerated display cabinet (RDC) or a gelato or ice-cream scooping cabinet | Class 7 |  | IRV | 23.4141 | 3.75 | 0.76 | 0 | Approved | 10/12/2018 | 22/6/2026
32A | 0005199 | Skope | TCE1000N | 32A(i): A refrigerated display cabinet (RDC) or a gelato or ice-cream scooping cabinet | Class 7 |  | IRV | 21.3623 | 4.51 | 1.32 | 0 | Approved | 10/12/2018 | 2/5/2026
32A | 0005600 | True Manufacturing | TCF1/2 Model Freezer | 32A(iii): A refrigerated storage cabinet (RSC) | Class 4 | HD | SFH | 34.5446 | 3.173 | 0 | 166 | Approved | 10/12/2018 | 2/5/2026
32A | 0005601 | True Manufacturing | TCF1/2-CL-BI-DL-DR | 32A(iii): A refrigerated storage cabinet (RSC) | Class 4 | HD | SFH | 34.5446 | 3.173 | 0 | 166 | Approved | 10/12/2018 | 2/5/2026
32A | 0005602 | True Manufacturing | TCF1/2-CL-SS-DL-DR | 32A(iii): A refrigerated storage cabinet (RSC) | Class 4 | HD | SFH | 34.5446 | 3.173 | 0 | 166 | Approved | 10/12/2018 | 2/5/2026
32A | 0005603 | True Manufacturing | TCF1/2-CL-WT-DL-DR | 32A(iii): A refrigerated storage cabinet (RSC) | Class 4 | HD | SFH | 34.5446 | 3.173 | 0 | 166 | Approved | 10/12/2018 | 2/5/2026
32A | 0005604 | True Manufacturing | TCF1/2-CR-SS-DL-DR | 32A(iii): A refrigerated storage cabinet (RSC) | Class 4 | HD | SFH | 34.5446 | 3.173 | 0 | 166 | Approved | 10/12/2018 | 2/5/2026
32A | 0005605 | True Manufacturing | TCF1/3-CL-BI-DL-DR-DR | 32A(iii): A refrigerated storage cabinet (RSC) | Class 4 | HD | SFH | 42.7434 | 4.49 | 0 | 249 | Approved | 10/12/2018 | 2/5/2026
32A | 0005606 | True Manufacturing | TCF1/3-CL-SS-DL-DR-DR | 32A(iii): A refrigerated storage cabinet (RSC) | Class 4 | HD | SFH | 42.7434 | 4.49 | 0 | 249 | Approved | 10/12/2018 | 2/5/2026
32A | 0005607 | True Manufacturing | TCF1/3-CL-WT-DL-DR-DR | 32A(iii): A refrigerated storage cabinet (RSC) | Class 4 | HD | SFH | 42.7434 | 4.49 | 0 | 249 | Approved | 10/12/2018 | 2/5/2026
32A | 0005608 | True Manufacturing | TCF1/3-CR-SS-DL-DR-DR | 32A(iii): A refrigerated storage cabinet (RSC) | Class 4 | HD | SFH | 42.7434 | 4.49 | 0 | 249 | Approved | 10/12/2018 | 2/5/2026
32A | 0005609 | True Manufacturing | TCF1-3 Model Freezer | 32A(iii): A refrigerated storage cabinet (RSC) | Class 4 | HD | SFH | 42.7434 | 4.49 | 0 | 249 | Approved | 10/12/2018 | 2/5/2026
32A | 0005610 | True Manufacturing | TCR1/2 Model Refrigerators | 32A(iii): A refrigerated storage cabinet (RSC) | Class 3 | HD | SRH | 13.8474 | 0.842 | 0 | 166 | Approved | 10/12/2018 | 2/5/2026
32A | 0005611 | True Manufacturing | TCR1/2-CL-BI-2D-2D | 32A(iii): A refrigerated storage cabinet (RSC) | Class 3 | HD | SRH | 13.8474 | 0.842 | 0 | 166 | Approved | 10/12/2018 | 2/5/2026
32A | 0005612 | True Manufacturing | TCR1/2-CL-BI-3D-3D | 32A(iii): A refrigerated storage cabinet (RSC) | Class 3 | HD | SRH | 13.8474 | 0.842 | 0 | 166 | Approved | 10/12/2018 | 2/5/2026
32A | 0005613 | True Manufacturing | TCR1/2-CL-BI-DL-2D | 32A(iii): A refrigerated storage cabinet (RSC) | Class 3 | HD | SRH | 13.8474 | 0.842 | 0 | 166 | Approved | 10/12/2018 | 2/5/2026
32A | 0005614 | True Manufacturing | TCR1/2-CL-BI-DL-3D | 32A(iii): A refrigerated storage cabinet (RSC) | Class 3 | HD | SRH | 13.8474 | 0.842 | 0 | 166 | Approved | 10/12/2018 | 2/5/2026
32A | 0005615 | True Manufacturing | TCR1/2-CL-BI-DL-DR | 32A(iii): A refrigerated storage cabinet (RSC) | Class 3 | HD | SRH | 13.8474 | 0.842 | 0 | 166 | Approved | 10/12/2018 | 2/5/2026
32A | 0005616 | True Manufacturing | TCR1/2-CL-SS-2D-2D | 32A(iii): A refrigerated storage cabinet (RSC) | Class 3 | HD | SRH | 13.8474 | 0.842 | 0 | 166 | Approved | 10/12/2018 | 2/5/2026
32A | 0005617 | True Manufacturing | TCR1/2-CL-SS-2D-3D | 32A(iii): A refrigerated storage cabinet (RSC) | Class 3 | HD | SRH | 13.8474 | 0.842 | 0 | 166 | Approved | 10/12/2018 | 2/5/2026
32A | 0005618 | True Manufacturing | TCR1/2-CL-SS-3D-3D | 32A(iii): A refrigerated storage cabinet (RSC) | Class 3 | HD | SRH | 13.8474 | 0.842 | 0 | 166 | Approved | 10/12/2018 | 2/5/2026
32A | 0005619 | True Manufacturing | TCR1/2-CL-SS-DL-DR | 32A(iii): A refrigerated storage cabinet (RSC) | Class 3 | HD | SRH | 13.8474 | 0.842 | 0 | 166 | Approved | 10/12/2018 | 2/5/2026
32A | 0005620 | True Manufacturing | TCR1/2-CL-WT-2D-2D | 32A(iii): A refrigerated storage cabinet (RSC) | Class 3 | HD | SRH | 13.8474 | 0.842 | 0 | 166 | Approved | 10/12/2018 | 2/5/2026
32A | 0005621 | True Manufacturing | TCR1/2-CL-WT-3D-3D | 32A(iii): A refrigerated storage cabinet (RSC) | Class 3 | HD | SRH | 13.8474 | 0.842 | 0 | 166 | Approved | 10/12/2018 | 2/5/2026
32A | 0005622 | True Manufacturing | TCR1/2-CL-WT-DL-DR | 32A(iii): A refrigerated storage cabinet (RSC) | Class 3 | HD | SRH | 13.8474 | 0.842 | 0 | 166 | Approved | 10/12/2018 | 2/5/2026
32A | 0005623 | True Manufacturing | TCR1/2-CR-SS-DL-DR | 32A(iii): A refrigerated storage cabinet (RSC) | Class 3 | HD | SRH | 13.8474 | 0.842 | 0 | 166 | Approved | 10/12/2018 | 2/5/2026
32A | 0005624 | True Manufacturing | TCR1/3 Model Series | 32A(iii): A refrigerated storage cabinet (RSC) | Class 3 | HD | SRH | 14.5928 | 0.973 | 0 | 249 | Approved | 10/12/2018 | 2/5/2026
32A | 0005625 | True Manufacturing | TCR1/3-CL-BI-2D-2D-2D | 32A(iii): A refrigerated storage cabinet (RSC) | Class 3 | HD | SRH | 14.5928 | 0.973 | 0 | 249 | Approved | 10/12/2018 | 2/5/2026
32A | 0005626 | True Manufacturing | TCR1/3-CL-BI-2D-2D-DR | 32A(iii): A refrigerated storage cabinet (RSC) | Class 3 | HD | SRH | 14.5928 | 0.973 | 0 | 249 | Approved | 10/12/2018 | 2/5/2026
32A | 0005627 | True Manufacturing | TCR1/3-CL-BI-3D-3D-3D | 32A(iii): A refrigerated storage cabinet (RSC) | Class 3 | HD | SRH | 14.5928 | 0.973 | 0 | 249 | Approved | 10/12/2018 | 2/5/2026
32A | 0005628 | True Manufacturing | TCR1/3-CL-BI-DL-DR-3D | 32A(iii): A refrigerated storage cabinet (RSC) | Class 3 | HD | SRH | 14.5928 | 0.973 | 0 | 249 | Approved | 10/12/2018 | 2/5/2026
32A | 0005629 | True Manufacturing | TCR1/3-CL-BI-DL-DR-DR | 32A(iii): A refrigerated storage cabinet (RSC) | Class 3 | HD | SRH | 14.5928 | 0.973 | 0 | 249 | Approved | 10/12/2018 | 2/5/2026
32A | 0005630 | True Manufacturing | TCR1/3-CL-SS-2D-2D-2D | 32A(iii): A refrigerated storage cabinet (RSC) | Class 3 | HD | SRH | 14.5928 | 0.973 | 0 | 249 | Approved | 10/12/2018 | 2/5/2026
32A | 0005631 | True Manufacturing | TCR1/3-CL-SS-3D-3D-3D | 32A(iii): A refrigerated storage cabinet (RSC) | Class 3 | HD | SRH | 14.5928 | 0.973 | 0 | 249 | Approved | 10/12/2018 | 2/5/2026
32A | 0005632 | True Manufacturing | TCR1/3-CL-SS-DL-2D-3D | 32A(iii): A refrigerated storage cabinet (RSC) | Class 3 | HD | SRH | 14.5928 | 0.973 | 0 | 249 | Approved | 10/12/2018 | 2/5/2026
32A | 0005633 | True Manufacturing | TCR1/3-CL-SS-DL-DR-DR | 32A(iii): A refrigerated storage cabinet (RSC) | Class 3 | HD | SRH | 14.5928 | 0.973 | 0 | 249 | Approved | 10/12/2018 | 2/5/2026
32A | 0005634 | True Manufacturing | TCR1/3-CL-WT-2D-2D-2D | 32A(iii): A refrigerated storage cabinet (RSC) | Class 3 | HD | SRH | 14.5928 | 0.973 | 0 | 249 | Approved | 10/12/2018 | 2/5/2026
32A | 0005635 | True Manufacturing | TCR1/3-CL-WT-3D-3D-3D | 32A(iii): A refrigerated storage cabinet (RSC) | Class 3 | HD | SRH | 14.5928 | 0.973 | 0 | 249 | Approved | 10/12/2018 | 2/5/2026
32A | 0005636 | True Manufacturing | TCR1/3-CL-WT-DL-2D-3D | 32A(iii): A refrigerated storage cabinet (RSC) | Class 3 | HD | SRH | 14.5928 | 0.973 | 0 | 249 | Approved | 10/12/2018 | 2/5/2026
32A | 0005637 | True Manufacturing | TCR1/3-CL-WT-DL-DR-DR | 32A(iii): A refrigerated storage cabinet (RSC) | Class 3 | HD | SRH | 14.5928 | 0.973 | 0 | 249 | Approved | 10/12/2018 | 2/5/2026
32A | 0005638 | True Manufacturing | TCR1/3-CR-BI-2D-2D-3D | 32A(iii): A refrigerated storage cabinet (RSC) | Class 3 | HD | SRH | 14.5928 | 0.973 | 0 | 249 | Approved | 10/12/2018 | 2/5/2026
32A | 0005639 | True Manufacturing | TCR1/3-CR-BI-DL-DL-DL | 32A(iii): A refrigerated storage cabinet (RSC) | Class 3 | HD | SRH | 14.5928 | 0.973 | 0 | 249 | Approved | 10/12/2018 | 2/5/2026
32A | 0005640 | True Manufacturing | TCR1/3-CR-SS-2D-2D-3D | 32A(iii): A refrigerated storage cabinet (RSC) | Class 3 | HD | SRH | 14.5928 | 0.973 | 0 | 249 | Approved | 10/12/2018 | 2/5/2026
32A | 0005641 | True Manufacturing | TCR1/3-CR-SS-DL-DL-DL | 32A(iii): A refrigerated storage cabinet (RSC) | Class 3 | HD | SRH | 14.5928 | 0.973 | 0 | 249 | Approved | 10/12/2018 | 2/5/2026
32A | 0005642 | True Manufacturing | TCR1/3-CR-SS-DL-DR-DR | 32A(iii): A refrigerated storage cabinet (RSC) | Class 3 | HD | SRH | 14.5928 | 0.973 | 0 | 249 | Approved | 10/12/2018 | 2/5/2026
32A | 0005643 | True Manufacturing | TGN-1R-1S | 32A(iii): A refrigerated storage cabinet (RSC) | Class 9 | HD | SRV | 24.8168 | 0.898 | 0 | 435 | Approved | 10/12/2018 | 2/5/2026
32A | 0005644 | Turbo Air | TIDC-91G-N | 32A(i): A refrigerated display cabinet (RDC) or a gelato or ice-cream scooping cabinet | Class 6 |  | ISC | 26.3458 | 14.193 | 1.43 | 0 | Approved | 10/12/2018 | 13/10/2026
32A | 0005645 | Turbo Air | TIDC-91W-N | 32A(i): A refrigerated display cabinet (RDC) or a gelato or ice-cream scooping cabinet | Class 6 |  | ISC | 26.3458 | 14.193 | 1.43 | 0 | Approved | 10/12/2018 | 13/10/2026
32A | 0005646 | De Rigo | Timor 2.0 | 32A(i): A refrigerated display cabinet (RDC) or a gelato or ice-cream scooping cabinet | Class 15 |  | RFV | 65.8647 | 65.59 | 5.13 | 0 | Approved | 10/12/2018 | 8/6/2026
32A | 0005647 | De Rigo | Timor 2.0 2P L1 H2060 | 32A(i): A refrigerated display cabinet (RDC) or a gelato or ice-cream scooping cabinet | Class 15 |  | RFV | 65.8647 | 65.59 | 5.13 | 0 | Approved | 10/12/2018 | 8/6/2026
32A | 0005648 | De Rigo | Timor 2.0 3P L1 H2060 | 32A(i): A refrigerated display cabinet (RDC) or a gelato or ice-cream scooping cabinet | Class 15 |  | RFV | 65.8647 | 65.59 | 5.13 | 0 | Approved | 10/12/2018 | 8/6/2026
32A | 0005649 | De Rigo | Timor 2.0 4P L1 H2060 | 32A(i): A refrigerated display cabinet (RDC) or a gelato or ice-cream scooping cabinet | Class 15 |  | RFV | 65.8647 | 65.59 | 5.13 | 0 | Approved | 10/12/2018 | 8/6/2026
32A | 0005650 | De Rigo | Timor 2.0 5P L1 H2060 | 32A(i): A refrigerated display cabinet (RDC) or a gelato or ice-cream scooping cabinet | Class 15 |  | RFV | 65.8647 | 65.59 | 5.13 | 0 | Approved | 10/12/2018 | 8/6/2026
32A | 0005651 | Skope | TME1000N-3C | 32A(i): A refrigerated display cabinet (RDC) or a gelato or ice-cream scooping cabinet | Class 7 |  | IRV | 19.3037 | 3.97 | 1.263 | 0 | Approved | 10/12/2018 | 2/5/2026
32A | 0005652 | Skope | TME1000N-A | 32A(i): A refrigerated display cabinet (RDC) or a gelato or ice-cream scooping cabinet | Class 7 |  | IRV | 18.4285 | 3.79 | 1.263 | 0 | Approved | 10/12/2018 | 2/5/2026
32A | 0005653 | Skope | TME1000N-AC | 32A(i): A refrigerated display cabinet (RDC) or a gelato or ice-cream scooping cabinet | Class 7 |  | IRV | 19.3037 | 3.97 | 1.263 | 0 | Approved | 10/12/2018 | 2/5/2026
32A | 0005654 | True Manufacturing | TUC-24F-HC | 32A(iii): A refrigerated storage cabinet (RSC) | Class 4 | HD | SFH | 44.3639 | 3.563 | 0 | 94 | Approved | 10/12/2018 | 2/5/2026
32A | 0005655 | True Manufacturing | TUC-24G-HC~FGD01 | 32A(iii): A refrigerated storage cabinet (RSC) | Class 3 | HD | SRH | 17.1013 | 0.949 | 0 | 93 | Approved | 10/12/2018 | 2/5/2026
32A | 0005656 | True Manufacturing | TUC-24-HC | 32A(iii): A refrigerated storage cabinet (RSC) | Class 3 | HD | SRH | 17.1013 | 0.949 | 0 | 93 | Approved | 10/12/2018 | 2/5/2026
32A | 0005657 | True Manufacturing | TUC-24-HC Model Series | 32A(iii): A refrigerated storage cabinet (RSC) | Class 3 | HD | SRH | 17.1013 | 0.949 | 0 | 93 | Approved | 10/12/2018 | 2/5/2026
32A | 0005658 | True Manufacturing | TUC-24-HC~SPEC1 | 32A(iii): A refrigerated storage cabinet (RSC) | Class 3 | HD | SRH | 17.1013 | 0.949 | 0 | 93 | Approved | 10/12/2018 | 2/5/2026
32A | 0005659 | True Manufacturing | TUC-24-HC~SPEC3 | 32A(iii): A refrigerated storage cabinet (RSC) | Class 3 | HD | SRH | 17.1013 | 0.949 | 0 | 93 | Approved | 10/12/2018 | 2/5/2026
32A | 0005660 | True Manufacturing | TUC-27D-2-HC | 32A(iii): A refrigerated storage cabinet (RSC) | Class 3 | HD | SRH | 20.9988 | 1.236 | 0 | 143 | Approved | 10/12/2018 | 2/5/2026
32A | 0005661 | True Manufacturing | TUC-27D-2-HC~SPEC1 | 32A(iii): A refrigerated storage cabinet (RSC) | Class 3 | HD | SRH | 20.9988 | 1.236 | 0 | 143 | Approved | 10/12/2018 | 2/5/2026
32A | 0005662 | True Manufacturing | TUC-27D-2-HC~SPEC3 | 32A(iii): A refrigerated storage cabinet (RSC) | Class 3 | HD | SRH | 20.9988 | 1.236 | 0 | 143 | Approved | 10/12/2018 | 2/5/2026
32A | 0005663 | True Manufacturing | TUC-27D-2-LP-HC | 32A(iii): A refrigerated storage cabinet (RSC) | Class 3 | HD | SRH | 20.9988 | 1.236 | 0 | 143 | Approved | 10/12/2018 | 2/5/2026
32A | 0005664 | True Manufacturing | TUC-27D-2-LP-HC~SPEC3 | 32A(iii): A refrigerated storage cabinet (RSC) | Class 3 | HD | SRH | 20.9988 | 1.236 | 0 | 143 | Approved | 10/12/2018 | 2/5/2026
32A | 0005665 | True Manufacturing | TUC-27F-HC | 32A(iii): A refrigerated storage cabinet (RSC) | Class 4 | HD | SFH | 45.751 | 4.034 | 0 | 143 | Approved | 10/12/2018 | 2/5/2026
32A | 0005666 | True Manufacturing | TUC-27F-HC~SPEC3 | 32A(iii): A refrigerated storage cabinet (RSC) | Class 4 | HD | SFH | 45.751 | 4.034 | 0 | 143 | Approved | 10/12/2018 | 2/5/2026
32A | 0005667 | True Manufacturing | TUC-27F-LP-HC | 32A(iii): A refrigerated storage cabinet (RSC) | Class 4 | HD | SFH | 45.751 | 4.034 | 0 | 143 | Approved | 10/12/2018 | 2/5/2026
32A | 0005668 | True Manufacturing | TUC-27G-HC~FGD01 | 32A(iii): A refrigerated storage cabinet (RSC) | Class 3 | HD | SRH | 20.9988 | 1.236 | 0 | 143 | Approved | 10/12/2018 | 2/5/2026
32A | 0005669 | True Manufacturing | TUC-27-HC | 32A(iii): A refrigerated storage cabinet (RSC) | Class 3 | HD | SRH | 20.9988 | 1.236 | 0 | 143 | Approved | 10/12/2018 | 2/5/2026
32A | 0005670 | True Manufacturing | TUC-27-HC~SPEC1 | 32A(iii): A refrigerated storage cabinet (RSC) | Class 3 | HD | SRH | 20.9988 | 1.236 | 0 | 143 | Approved | 10/12/2018 | 2/5/2026
32A | 0005671 | True Manufacturing | TUC-27-HC~SPEC3 | 32A(iii): A refrigerated storage cabinet (RSC) | Class 3 | HD | SRH | 20.9988 | 1.236 | 0 | 143 | Approved | 10/12/2018 | 2/5/2026
32A | 0005672 | True Manufacturing | TUC-27-HC~TRUAIR01 | 32A(iii): A refrigerated storage cabinet (RSC) | Class 3 | HD | SRH | 20.9988 | 1.236 | 0 | 143 | Approved | 10/12/2018 | 2/5/2026
32A | 0005673 | True Manufacturing | TUC-27-LP-HC | 32A(iii): A refrigerated storage cabinet (RSC) | Class 3 | HD | SRH | 20.9988 | 1.236 | 0 | 143 | Approved | 10/12/2018 | 2/5/2026
32A | 0005674 | True Manufacturing | TUC-27-LP-HC~SPEC3 | 32A(iii): A refrigerated storage cabinet (RSC) | Class 3 | HD | SRH | 20.9988 | 1.236 | 0 | 143 | Approved | 10/12/2018 | 2/5/2026
32A | 0005675 | True Manufacturing | TUC-48D-2-HC | 32A(iii): A refrigerated storage cabinet (RSC) | Class 3 | HD | SRH | 27.7396 | 1.845 | 0 | 247 | Approved | 10/12/2018 | 2/5/2026
32A | 0005676 | True Manufacturing | TUC-48D-4-LP-HC | 32A(iii): A refrigerated storage cabinet (RSC) | Class 3 | HD | SRH | 27.7396 | 1.845 | 0 | 247 | Approved | 10/12/2018 | 2/5/2026
32A | 0005677 | True Manufacturing | TUC-48F-HC | 32A(iii): A refrigerated storage cabinet (RSC) | Class 4 | ND | SFH | 50.8727 | 5.577 | 0 | 278 | Approved | 10/12/2018 | 2/5/2026
32A | 0005678 | True Manufacturing | TUC-48F-HC~SPEC3 | 32A(iii): A refrigerated storage cabinet (RSC) | Class 4 | ND | SFH | 50.8727 | 5.577 | 0 | 278 | Approved | 10/12/2018 | 2/5/2026
32A | 0005679 | True Manufacturing | TUC-48F-LP-HC | 32A(iii): A refrigerated storage cabinet (RSC) | Class 4 | ND | SFH | 50.8727 | 5.577 | 0 | 278 | Approved | 10/12/2018 | 2/5/2026
32A | 0005680 | True Manufacturing | TUC-48G-HC~FGD01 | 32A(iii): A refrigerated storage cabinet (RSC) | Class 3 | HD | SRH | 27.7396 | 1.845 | 0 | 247 | Approved | 10/12/2018 | 2/5/2026
32A | 0005681 | True Manufacturing | TUC-48G-LP-HC~FGD01 | 32A(iii): A refrigerated storage cabinet (RSC) | Class 3 | HD | SRH | 27.7396 | 1.845 | 0 | 247 | Approved | 10/12/2018 | 2/5/2026
32A | 0005682 | True Manufacturing | TUC-48-HC | 32A(iii): A refrigerated storage cabinet (RSC) | Class 3 | HD | SRH | 27.7396 | 1.845 | 0 | 247 | Approved | 10/12/2018 | 2/5/2026
32A | 0005683 | True Manufacturing | TUC-48-HC Model Series | 32A(iii): A refrigerated storage cabinet (RSC) | Class 3 | HD | SRH | 27.7396 | 1.845 | 0 | 247 | Approved | 10/12/2018 | 2/5/2026
32A | 0005684 | True Manufacturing | TUC-48-HC~TRUAIR01 | 32A(iii): A refrigerated storage cabinet (RSC) | Class 3 | HD | SRH | 27.7396 | 1.845 | 0 | 247 | Approved | 10/12/2018 | 2/5/2026
32A | 0005685 | True Manufacturing | TUC-48-LP-HC | 32A(iii): A refrigerated storage cabinet (RSC) | Class 3 | HD | SRH | 27.7396 | 1.845 | 0 | 247 | Approved | 10/12/2018 | 2/5/2026
32A | 0005686 | True Manufacturing | TWT-27F-HC | 32A(iii): A refrigerated storage cabinet (RSC) | Class 4 | HD | SFH | 45.751 | 4.034 | 0 | 143 | Approved | 10/12/2018 | 2/5/2026
32A | 0005687 | True Manufacturing | TWT-27F-HC~SPEC3 | 32A(iii): A refrigerated storage cabinet (RSC) | Class 4 | HD | SFH | 45.751 | 4.034 | 0 | 143 | Approved | 10/12/2018 | 2/5/2026
32A | 0005688 | Polar Refrigeration | U636-A | 32A(iii): A refrigerated storage cabinet (RSC) | Class 3 | ND | SRH | 39.5079 | 2.38 | 0 | 160 | Approved | 10/12/2018 | 2/5/2026
32A | 0005689 | Polar Refrigeration | UA007-A | 32A(iii): A refrigerated storage cabinet (RSC) | Class 3 | HD | SRH | 27.5055 | 1.942 | 0 | 307 | Approved | 10/12/2018 | 14/10/2026
32A | 0005690 | Polar Refrigeration | UA010-A | 32A(iii): A refrigerated storage cabinet (RSC) | Class 3 | HD | SRH | 25.095 | 1.38 | 0 | 85 | Approved | 10/12/2018 | 14/9/2026
32A | 0005691 | Polar Refrigeration | UA011-A | 32A(iii): A refrigerated storage cabinet (RSC) | Class 4 | HD | SFH | 55.0723 | 4.34 | 0 | 85 | Approved | 10/12/2018 | 13/9/2026
32A | 0005692 | Polar Refrigeration | UA013-A | 32A(iii): A refrigerated storage cabinet (RSC) | Class 3 | HD | SRH | 25.095 | 1.38 | 0 | 85 | Approved | 10/12/2018 | 14/9/2026
32A | 0005693 | Bromic | UBC0140GD-NR | 32A(iii): A refrigerated storage cabinet (RSC) | Class 3 | LD | SRH | 28.3827 | 1.396 | 0 | 145 | Approved | 10/12/2018 | 2/5/2026
32A | 0005694 | Bromic | UBC0140SD-NR | 32A(iii): A refrigerated storage cabinet (RSC) | Class 3 | LD | SRH | 19.8679 | 0.98 | 0 | 145 | Approved | 10/12/2018 | 2/5/2026
32A | 0005695 | Bromic | UBC1360GD | 32A(i): A refrigerated display cabinet (RDC) or a gelato or ice-cream scooping cabinet | Class 1 |  | IRH | 46.0462 | 2.3 | 0.37 | 0 | Approved | 10/12/2018 | 2/5/2026
32A | 0005696 | Bromic | UBC1360SD | 32A(iii): A refrigerated storage cabinet (RSC) | Class 3 | ND | SRH | 48.0653 | 3.024 | 0 | 197 | Approved | 10/12/2018 | 2/5/2026
32A | 0005697 | Bromic | UBC1795GD | 32A(i): A refrigerated display cabinet (RDC) or a gelato or ice-cream scooping cabinet | Class 1 |  | IRH | 69.9647 | 3.96 | 0.56 | 0 | Approved | 10/12/2018 | 2/5/2026
32A | 0005698 | Bromic | UBC1795SD | 32A(iii): A refrigerated storage cabinet (RSC) | Class 3 | ND | SRH | 47.1044 | 3.34 | 0 | 312.36 | Approved | 10/12/2018 | 2/5/2026
32A | 0005705 | Bromic | UBC2230SD | 32A(iii): A refrigerated storage cabinet (RSC) | Class 3 | ND | SRH | 48.0188 | 3.768 | 0 | 421 | Approved | 10/12/2018 | 5/5/2026
32A | 0005712 | Bromic | UBF0140SD-NR | 32A(iii): A refrigerated storage cabinet (RSC) | Class 4 | LD | SFH | 21.7093 | 1.65 | 0 | 115 | Approved | 10/12/2018 | 2/5/2026
32A | 0005713 | Bromic | UBF1795SD | 32A(iii): A refrigerated storage cabinet (RSC) | Class 4 | ND | SFH | 79.9128 | 9.2 | 0 | 312 | Approved | 10/12/2018 | 2/5/2026
32A | 0005714 | Bromic | UC0374SDW | 32A(iii): A refrigerated storage cabinet (RSC) | Class 9 | ND | SRV | 78.7938 | 2.087 | 0 | 218.6 | Approved | 10/12/2018 | 2/5/2026
32A | 0005715 | Bromic | UC0650SD | 32A(iii): A refrigerated storage cabinet (RSC) | Class 9 | ND | SRV | 67.7234 | 2.56 | 0 | 469.1 | Approved | 10/12/2018 | 2/5/2026
32A | 0005716 | Bromic | UC1300SD | 32A(iii): A refrigerated storage cabinet (RSC) | Class 9 | ND | SRV | 70.3635 | 4.64 | 0 | 1094.3 | Approved | 10/12/2018 | 2/5/2026
32A | 0005717 | Bromic | UDD 200 SC | 32A(i): A refrigerated display cabinet (RDC) or a gelato or ice-cream scooping cabinet | Class 2 |  | IFH | 29.607 | 2.234 | 0.3433 | 0 | Approved | 10/12/2018 | 20/5/2026
32A | 0005718 | Bromic | UDD 200 SCEB | 32A(i): A refrigerated display cabinet (RDC) or a gelato or ice-cream scooping cabinet | Class 2 |  | IFH | 29.607 | 2.234 | 0.3433 | 0 | Approved | 10/12/2018 | 20/5/2026
32A | 0005719 | Bromic | UDD 300 BK | 32A(iii): A refrigerated storage cabinet (RSC) | Class 4 | ND | SFH | 22.9584 | 2.3 | 0 | 218.6 | Approved | 10/12/2018 | 20/5/2026
32A | 0005720 | Bromic | UDD 300 SC | 32A(i): A refrigerated display cabinet (RDC) or a gelato or ice-cream scooping cabinet | Class 2 |  | IFH | 32.5275 | 2.958 | 0.5033 | 0 | Approved | 10/12/2018 | 20/5/2026
32A | 0005721 | Bromic | UDD 300 SCEB | 32A(i): A refrigerated display cabinet (RDC) or a gelato or ice-cream scooping cabinet | Class 2 |  | IFH | 32.5275 | 2.958 | 0.5033 | 0 | Approved | 10/12/2018 | 20/5/2026
32A | 0005722 | Bromic | UDD 400 SC | 32A(i): A refrigerated display cabinet (RDC) or a gelato or ice-cream scooping cabinet | Class 2 |  | IFH | 35.1519 | 3.748 | 0.6593 | 0 | Approved | 10/12/2018 | 20/5/2026
32A | 0005723 | Bromic | UDD 400 SCEB | 32A(i): A refrigerated display cabinet (RDC) or a gelato or ice-cream scooping cabinet | Class 2 |  | IFH | 35.1519 | 3.748 | 0.6593 | 0 | Approved | 10/12/2018 | 20/5/2026
32A | 0005724 | Bromic | UDD 500 BK | 32A(iii): A refrigerated storage cabinet (RSC) | Class 4 | ND | SFH | 29.0034 | 3.825 | 0 | 417.8 | Approved | 10/12/2018 | 2/5/2026
32A | 0005725 | Bromic | UDD 500 SC | 32A(i): A refrigerated display cabinet (RDC) or a gelato or ice-cream scooping cabinet | Class 2 |  | IFH | 40.2824 | 4.852 | 0.8028 | 0 | Approved | 10/12/2018 | 20/5/2026
32A | 0005726 | Bromic | UDD 500 SCEB | 32A(i): A refrigerated display cabinet (RDC) or a gelato or ice-cream scooping cabinet | Class 2 |  | IFH | 40.2824 | 4.852 | 0.8028 | 0 | Approved | 10/12/2018 | 20/5/2026
32A | 0005727 | Bromic | UDD 550 SCEB | 32A(i): A refrigerated display cabinet (RDC) or a gelato or ice-cream scooping cabinet | Class 2 |  | IFH | 43.4716 | 5.659 | 0.9033 | 0 | Approved | 10/12/2018 | 20/5/2026
32A | 0005728 | Bromic | UDD 600 BK | 32A(iii): A refrigerated storage cabinet (RSC) | Class 4 | ND | SFH | 24.4874 | 4.212 | 0 | 667 | Approved | 10/12/2018 | 10/6/2026
32A | 0005729 | Bromic | UDD 600 SC | 32A(i): A refrigerated display cabinet (RDC) or a gelato or ice-cream scooping cabinet | Class 2 |  | IFH | 33.7056 | 4.95 | 1.0745 | 0 | Approved | 10/12/2018 | 2/5/2026
32A | 0005730 | Bromic | UDR 7 SCE | 32A(i): A refrigerated display cabinet (RDC) or a gelato or ice-cream scooping cabinet | Class 6 |  | GSC | 17.5822 | 4.02 | 0.406 | 0 | Approved | 10/12/2018 | 2/5/2026
32A | 0005731 | True Manufacturing | T-15-1-G-1-HC-LD | 32A(i): A refrigerated display cabinet (RDC) or a gelato or ice-cream scooping cabinet | Class 7 |  | IRV | 13.5553 | 2.065 | 0.665 | 0 | Approved | 10/12/2018 | 2/5/2026
32A | 0005732 | True Manufacturing | T-15G-HC-LD | 32A(i): A refrigerated display cabinet (RDC) or a gelato or ice-cream scooping cabinet | Class 7 |  | IRV | 13.5553 | 2.065 | 0.665 | 0 | Approved | 10/12/2018 | 2/5/2026
32A | 0005733 | True Manufacturing | T-15-HC-LD | 32A(iii): A refrigerated storage cabinet (RSC) | Class 9 | HD | SRV | 52.4565 | 1.558 | 0 | 290 | Approved | 10/12/2018 | 2/5/2026
32A | 0005734 | True Manufacturing | T-23-2-HC | 32A(iii): A refrigerated storage cabinet (RSC) | Class 9 | HD | SRV | 36.8124 | 1.341 | 0 | 438 | Approved | 10/12/2018 | 2/5/2026
32A | 0005735 | True Manufacturing | T-23G-2-HC~FGD01 | 32A(iii): A refrigerated storage cabinet (RSC) | Class 9 | HD | SRV | 36.8124 | 1.341 | 0 | 438 | Approved | 10/12/2018 | 2/5/2026
32A | 0005736 | True Manufacturing | T-23G-HC~FGD01 | 32A(iii): A refrigerated storage cabinet (RSC) | Class 9 | HD | SRV | 36.8124 | 1.341 | 0 | 438 | Approved | 10/12/2018 | 2/5/2026
32A | 0005737 | True Manufacturing | T-23G-PT-HC~FGD01 | 32A(iii): A refrigerated storage cabinet (RSC) | Class 9 | HD | SRV | 36.8124 | 1.341 | 0 | 438 | Approved | 10/12/2018 | 2/5/2026
32A | 0005738 | True Manufacturing | T-23-HC | 32A(iii): A refrigerated storage cabinet (RSC) | Class 9 | HD | SRV | 36.8124 | 1.341 | 0 | 438 | Approved | 10/12/2018 | 2/5/2026
32A | 0005739 | True Manufacturing | T-23-HC Model Series | 32A(iii): A refrigerated storage cabinet (RSC) | Class 9 | HD | SRV | 36.8124 | 1.341 | 0 | 438 | Approved | 10/12/2018 | 2/5/2026
32A | 0005740 | True Manufacturing | T-23-HC~TRUAIR01 | 32A(iii): A refrigerated storage cabinet (RSC) | Class 9 | HD | SRV | 36.8124 | 1.341 | 0 | 438 | Approved | 10/12/2018 | 2/5/2026
32A | 0005741 | True Manufacturing | T-23PT-HC | 32A(iii): A refrigerated storage cabinet (RSC) | Class 9 | HD | SRV | 36.8124 | 1.341 | 0 | 438 | Approved | 10/12/2018 | 2/5/2026
32A | 0005742 | True Manufacturing | T-49-2-G-2-HC~FGD01 | 32A(iii): A refrigerated storage cabinet (RSC) | Class 9 | ND | SRV | 72.6299 | 4.201 | 0 | 914 | Approved | 10/12/2018 | 2/5/2026
32A | 0005743 | True Manufacturing | T-49-4-HC | 32A(iii): A refrigerated storage cabinet (RSC) | Class 9 | ND | SRV | 72.6299 | 4.201 | 0 | 914 | Approved | 10/12/2018 | 2/5/2026
32A | 0005744 | True Manufacturing | T-49G-4-HC~FGD01 | 32A(i): A refrigerated display cabinet (RDC) or a gelato or ice-cream scooping cabinet | Class 7 |  | IRV | 16.068 | 3.483 | 1.379 | 0 | Approved | 10/12/2018 | 2/5/2026
32A | 0005745 | True Manufacturing | T-49G-HC~FGD01 | 32A(i): A refrigerated display cabinet (RDC) or a gelato or ice-cream scooping cabinet | Class 7 |  | IRV | 16.068 | 3.483 | 1.379 | 0 | Approved | 10/12/2018 | 2/5/2026
32A | 0005746 | True Manufacturing | T-49-HC | 32A(iii): A refrigerated storage cabinet (RSC) | Class 9 | ND | SRV | 72.6299 | 4.201 | 0 | 914 | Approved | 10/12/2018 | 2/5/2026
32A | 0005747 | True Manufacturing | T-49-HC-LD | 32A(iii): A refrigerated storage cabinet (RSC) | Class 9 | ND | SRV | 72.6299 | 4.201 | 0 | 914 | Approved | 10/12/2018 | 2/5/2026
32A | 0005748 | EPTA | TANGO NEXT COMPACT 125 | 32A(i): A refrigerated display cabinet (RDC) or a gelato or ice-cream scooping cabinet | Class 7 |  | IRV | 25.0095 | 6.6 | 1.904 | 0 | Approved | 10/12/2018 | 2/5/2026
32A | 0005749 | EPTA | TANGO NEXT COMPACT 250 | 32A(i): A refrigerated display cabinet (RDC) or a gelato or ice-cream scooping cabinet | Class 7 |  | IRV | 24.2169 | 10.6 | 3.808 | 0 | Approved | 10/12/2018 | 2/5/2026
32A | 0005750 | EPTA | TANGO NEXT NARROW 125 | 32A(i): A refrigerated display cabinet (RDC) or a gelato or ice-cream scooping cabinet | Class 7 |  | IRV | 25.0095 | 6.6 | 1.904 | 0 | Approved | 10/12/2018 | 2/5/2026
32A | 0005751 | EPTA | TANGO NEXT NARROW 188 | 32A(i): A refrigerated display cabinet (RDC) or a gelato or ice-cream scooping cabinet | Class 7 |  | IRV | 25.622 | 9 | 2.856 | 0 | Approved | 10/12/2018 | 2/5/2026
32A | 0005752 | EPTA | TANGO NEXT NARROW 250 | 32A(i): A refrigerated display cabinet (RDC) or a gelato or ice-cream scooping cabinet | Class 7 |  | IRV | 24.2169 | 10.6 | 3.808 | 0 | Approved | 10/12/2018 | 2/5/2026
32A | 0005753 | Turbo Air | TB13-8H-SLBBB-N6 | 32A(i): A refrigerated display cabinet (RDC) or a gelato or ice-cream scooping cabinet | Class 11 |  | IRV-4 | 58.2663 | 2.353 | 0.56 | 0 | Approved | 10/12/2018 | 25/6/2026
32A | 0005754 | Turbo Air | TB13-8H-SLBBS-N6 | 32A(i): A refrigerated display cabinet (RDC) or a gelato or ice-cream scooping cabinet | Class 11 |  | IRV-4 | 58.2663 | 2.353 | 0.56 | 0 | Approved | 10/12/2018 | 25/6/2026
32A | 0005755 | Turbo Air | TB13-8H-SLBSB-N6 | 32A(i): A refrigerated display cabinet (RDC) or a gelato or ice-cream scooping cabinet | Class 11 |  | IRV-4 | 58.2663 | 2.353 | 0.56 | 0 | Approved | 10/12/2018 | 25/6/2026
32A | 0005756 | Turbo Air | TB13-8H-SLBSS-N6 | 32A(i): A refrigerated display cabinet (RDC) or a gelato or ice-cream scooping cabinet | Class 11 |  | IRV-4 | 58.2663 | 2.353 | 0.56 | 0 | Approved | 10/12/2018 | 25/6/2026
32A | 0005757 | Turbo Air | TB13-8H-SLSBB-N6 | 32A(i): A refrigerated display cabinet (RDC) or a gelato or ice-cream scooping cabinet | Class 11 |  | IRV-4 | 58.2663 | 2.353 | 0.56 | 0 | Approved | 10/12/2018 | 25/6/2026
32A | 0005758 | Turbo Air | TB13-8H-SLSBS-N6 | 32A(i): A refrigerated display cabinet (RDC) or a gelato or ice-cream scooping cabinet | Class 11 |  | IRV-4 | 58.2663 | 2.353 | 0.56 | 0 | Approved | 10/12/2018 | 25/6/2026
32A | 0005759 | Turbo Air | TB13-8H-SLSSB-N6 | 32A(i): A refrigerated display cabinet (RDC) or a gelato or ice-cream scooping cabinet | Class 11 |  | IRV-4 | 58.2663 | 2.353 | 0.56 | 0 | Approved | 10/12/2018 | 25/6/2026
32A | 0005760 | Turbo Air | TB13-8H-SLSSS-N6 | 32A(i): A refrigerated display cabinet (RDC) or a gelato or ice-cream scooping cabinet | Class 11 |  | IRV-4 | 58.2663 | 2.353 | 0.56 | 0 | Approved | 10/12/2018 | 25/6/2026
32A | 0005761 | Turbo Air | TB13-8H-SWBBB-N6 | 32A(i): A refrigerated display cabinet (RDC) or a gelato or ice-cream scooping cabinet | Class 11 |  | IRV-4 | 58.5235 | 2.572 | 0.62 | 0 | Approved | 10/12/2018 | 25/6/2026
32A | 0005762 | Turbo Air | TB13-8H-SWBBS-N6 | 32A(i): A refrigerated display cabinet (RDC) or a gelato or ice-cream scooping cabinet | Class 11 |  | IRV-4 | 58.5235 | 2.572 | 0.62 | 0 | Approved | 10/12/2018 | 25/6/2026
32A | 0005763 | Turbo Air | TB13-8H-SWBSB-N6 | 32A(i): A refrigerated display cabinet (RDC) or a gelato or ice-cream scooping cabinet | Class 11 |  | IRV-4 | 58.5235 | 2.572 | 0.62 | 0 | Approved | 10/12/2018 | 25/6/2026
32A | 0005764 | Turbo Air | TB13-8H-SWBSS-N6 | 32A(i): A refrigerated display cabinet (RDC) or a gelato or ice-cream scooping cabinet | Class 11 |  | IRV-4 | 58.5235 | 2.572 | 0.62 | 0 | Approved | 10/12/2018 | 25/6/2026
32A | 0005765 | Turbo Air | TB13-8H-SWSBB-N6 | 32A(i): A refrigerated display cabinet (RDC) or a gelato or ice-cream scooping cabinet | Class 11 |  | IRV-4 | 58.5235 | 2.572 | 0.62 | 0 | Approved | 10/12/2018 | 25/6/2026
32A | 0005766 | Turbo Air | TB13-8H-SWSBS-N6 | 32A(i): A refrigerated display cabinet (RDC) or a gelato or ice-cream scooping cabinet | Class 11 |  | IRV-4 | 58.5235 | 2.572 | 0.62 | 0 | Approved | 10/12/2018 | 25/6/2026
32A | 0005767 | Turbo Air | TB13-8H-SWSSB-N6 | 32A(i): A refrigerated display cabinet (RDC) or a gelato or ice-cream scooping cabinet | Class 11 |  | IRV-4 | 58.5235 | 2.572 | 0.62 | 0 | Approved | 10/12/2018 | 25/6/2026
32A | 0005768 | Turbo Air | TB13-8H-SWSSS-N6 | 32A(i): A refrigerated display cabinet (RDC) or a gelato or ice-cream scooping cabinet | Class 11 |  | IRV-4 | 58.5235 | 2.572 | 0.62 | 0 | Approved | 10/12/2018 | 25/6/2026
32A | 0005769 | Turbo Air | TB13-9H-SLBBB-N6 | 32A(i): A refrigerated display cabinet (RDC) or a gelato or ice-cream scooping cabinet | Class 11 |  | IRV-4 | 58.0969 | 2.69 | 0.66 | 0 | Approved | 10/12/2018 | 25/6/2026
32A | 0005770 | Turbo Air | TB13-9H-SLBBS-N6 | 32A(i): A refrigerated display cabinet (RDC) or a gelato or ice-cream scooping cabinet | Class 11 |  | IRV-4 | 58.0969 | 2.69 | 0.66 | 0 | Approved | 10/12/2018 | 25/6/2026
32A | 0005771 | Turbo Air | TB13-9H-SLBSB-N6 | 32A(i): A refrigerated display cabinet (RDC) or a gelato or ice-cream scooping cabinet | Class 11 |  | IRV-4 | 58.0969 | 2.69 | 0.66 | 0 | Approved | 10/12/2018 | 25/6/2026
32A | 0005772 | Turbo Air | TB13-9H-SLBSS-N6 | 32A(i): A refrigerated display cabinet (RDC) or a gelato or ice-cream scooping cabinet | Class 11 |  | IRV-4 | 58.0969 | 2.69 | 0.66 | 0 | Approved | 10/12/2018 | 25/6/2026
32A | 0005773 | Turbo Air | TB13-9H-SLSBB-N6 | 32A(i): A refrigerated display cabinet (RDC) or a gelato or ice-cream scooping cabinet | Class 11 |  | IRV-4 | 58.0969 | 2.69 | 0.66 | 0 | Approved | 10/12/2018 | 25/6/2026
32A | 0005774 | Turbo Air | TB13-9H-SLSBS-N6 | 32A(i): A refrigerated display cabinet (RDC) or a gelato or ice-cream scooping cabinet | Class 11 |  | IRV-4 | 58.0969 | 2.69 | 0.66 | 0 | Approved | 10/12/2018 | 25/6/2026
32A | 0005775 | Turbo Air | TB13-9H-SLSSB-N6 | 32A(i): A refrigerated display cabinet (RDC) or a gelato or ice-cream scooping cabinet | Class 11 |  | IRV-4 | 58.0969 | 2.69 | 0.66 | 0 | Approved | 10/12/2018 | 25/6/2026
32A | 0005776 | Turbo Air | TB13-9H-SLSSS-N6 | 32A(i): A refrigerated display cabinet (RDC) or a gelato or ice-cream scooping cabinet | Class 11 |  | IRV-4 | 58.0969 | 2.69 | 0.66 | 0 | Approved | 10/12/2018 | 25/6/2026
32A | 0005777 | Turbo Air | TB13-9H-SWBBB-N6 | 32A(i): A refrigerated display cabinet (RDC) or a gelato or ice-cream scooping cabinet | Class 11 |  | IRV-4 | 52.3463 | 2.58 | 0.71 | 0 | Approved | 10/12/2018 | 25/6/2026
32A | 0005778 | Turbo Air | TB13-9H-SWBBS-N6 | 32A(i): A refrigerated display cabinet (RDC) or a gelato or ice-cream scooping cabinet | Class 11 |  | IRV-4 | 52.3463 | 2.58 | 0.71 | 0 | Approved | 10/12/2018 | 25/6/2026
32A | 0005779 | Turbo Air | TB13-9H-SWBSB-N6 | 32A(i): A refrigerated display cabinet (RDC) or a gelato or ice-cream scooping cabinet | Class 11 |  | IRV-4 | 52.3463 | 2.58 | 0.71 | 0 | Approved | 10/12/2018 | 25/6/2026
32A | 0005780 | Turbo Air | TB13-9H-SWBSS-N6 | 32A(i): A refrigerated display cabinet (RDC) or a gelato or ice-cream scooping cabinet | Class 11 |  | IRV-4 | 52.3463 | 2.58 | 0.71 | 0 | Approved | 10/12/2018 | 25/6/2026
32A | 0005781 | Turbo Air | TB13-9H-SWSBB-N6 | 32A(i): A refrigerated display cabinet (RDC) or a gelato or ice-cream scooping cabinet | Class 11 |  | IRV-4 | 52.3463 | 2.58 | 0.71 | 0 | Approved | 10/12/2018 | 25/6/2026
32A | 0005782 | Turbo Air | TB13-9H-SWSBS-N6 | 32A(i): A refrigerated display cabinet (RDC) or a gelato or ice-cream scooping cabinet | Class 11 |  | IRV-4 | 52.3463 | 2.58 | 0.71 | 0 | Approved | 10/12/2018 | 25/6/2026
32A | 0005783 | Turbo Air | TB13-9H-SWSSB-N6 | 32A(i): A refrigerated display cabinet (RDC) or a gelato or ice-cream scooping cabinet | Class 11 |  | IRV-4 | 52.3463 | 2.58 | 0.71 | 0 | Approved | 10/12/2018 | 25/6/2026
32A | 0005784 | Turbo Air | TB13-9H-SWSSS-N6 | 32A(i): A refrigerated display cabinet (RDC) or a gelato or ice-cream scooping cabinet | Class 11 |  | IRV-4 | 52.3463 | 2.58 | 0.71 | 0 | Approved | 10/12/2018 | 25/6/2026
32A | 0005785 | Turbo Air | TB9-9H-SLBBB-N6 | 32A(i): A refrigerated display cabinet (RDC) or a gelato or ice-cream scooping cabinet | Class 11 |  | IRV-4 | 73.8826 | 2.232 | 0.39 | 0 | Approved | 10/12/2018 | 25/6/2026
32A | 0005786 | Turbo Air | TB9-9H-SLBBS-N6 | 32A(i): A refrigerated display cabinet (RDC) or a gelato or ice-cream scooping cabinet | Class 11 |  | IRV-4 | 73.8826 | 2.232 | 0.39 | 0 | Approved | 10/12/2018 | 25/6/2026
32A | 0005787 | Turbo Air | TB9-9H-SLBSB-N6 | 32A(i): A refrigerated display cabinet (RDC) or a gelato or ice-cream scooping cabinet | Class 11 |  | IRV-4 | 73.8826 | 2.232 | 0.39 | 0 | Approved | 10/12/2018 | 25/6/2026
32A | 0005788 | Turbo Air | TB9-9H-SLBSS-N6 | 32A(i): A refrigerated display cabinet (RDC) or a gelato or ice-cream scooping cabinet | Class 11 |  | IRV-4 | 73.8826 | 2.232 | 0.39 | 0 | Approved | 10/12/2018 | 25/6/2026
32A | 0005789 | Turbo Air | TB9-9H-SLSBB-N6 | 32A(i): A refrigerated display cabinet (RDC) or a gelato or ice-cream scooping cabinet | Class 11 |  | IRV-4 | 73.8826 | 2.232 | 0.39 | 0 | Approved | 10/12/2018 | 25/6/2026
32A | 0005790 | Turbo Air | TB9-9H-SLSBS-N6 | 32A(i): A refrigerated display cabinet (RDC) or a gelato or ice-cream scooping cabinet | Class 11 |  | IRV-4 | 73.8826 | 2.232 | 0.39 | 0 | Approved | 10/12/2018 | 25/6/2026
32A | 0005791 | Turbo Air | TB9-9H-SLSSB-N6 | 32A(i): A refrigerated display cabinet (RDC) or a gelato or ice-cream scooping cabinet | Class 11 |  | IRV-4 | 73.8826 | 2.232 | 0.39 | 0 | Approved | 10/12/2018 | 25/6/2026
32A | 0005792 | Turbo Air | TB9-9H-SLSSS-N6 | 32A(i): A refrigerated display cabinet (RDC) or a gelato or ice-cream scooping cabinet | Class 11 |  | IRV-4 | 73.8826 | 2.232 | 0.39 | 0 | Approved | 10/12/2018 | 25/6/2026
32A | 0005793 | Turbo Air | TB9-9H-SWBBB-N6 | 32A(i): A refrigerated display cabinet (RDC) or a gelato or ice-cream scooping cabinet | Class 11 |  | IRV-4 | 79.3118 | 2.818 | 0.48 | 0 | Approved | 10/12/2018 | 25/6/2026
32A | 0005794 | Turbo Air | TB9-9H-SWBBS-N6 | 32A(i): A refrigerated display cabinet (RDC) or a gelato or ice-cream scooping cabinet | Class 11 |  | IRV-4 | 79.3118 | 2.818 | 0.48 | 0 | Approved | 10/12/2018 | 25/6/2026
32A | 0005795 | Turbo Air | TB9-9H-SWBSB-N6 | 32A(i): A refrigerated display cabinet (RDC) or a gelato or ice-cream scooping cabinet | Class 11 |  | IRV-4 | 79.3118 | 2.818 | 0.48 | 0 | Approved | 10/12/2018 | 25/6/2026
32A | 0005796 | Turbo Air | TB9-9H-SWBSS-N6 | 32A(i): A refrigerated display cabinet (RDC) or a gelato or ice-cream scooping cabinet | Class 11 |  | IRV-4 | 79.3118 | 2.818 | 0.48 | 0 | Approved | 10/12/2018 | 25/6/2026
32A | 0005797 | Turbo Air | TB9-9H-SWSBB-N6 | 32A(i): A refrigerated display cabinet (RDC) or a gelato or ice-cream scooping cabinet | Class 11 |  | IRV-4 | 79.3118 | 2.818 | 0.48 | 0 | Approved | 10/12/2018 | 25/6/2026
32A | 0005798 | Turbo Air | TB9-9H-SWSBS-N6 | 32A(i): A refrigerated display cabinet (RDC) or a gelato or ice-cream scooping cabinet | Class 11 |  | IRV-4 | 79.3118 | 2.818 | 0.48 | 0 | Approved | 10/12/2018 | 25/6/2026
32A | 0005799 | Turbo Air | TB9-9H-SWSSB-N6 | 32A(i): A refrigerated display cabinet (RDC) or a gelato or ice-cream scooping cabinet | Class 11 |  | IRV-4 | 79.3118 | 2.818 | 0.48 | 0 | Approved | 10/12/2018 | 25/6/2026
32A | 0006200 | Turbo Air | TB9-9H-SWSSS-N6 | 32A(i): A refrigerated display cabinet (RDC) or a gelato or ice-cream scooping cabinet | Class 11 |  | IRV-4 | 79.3118 | 2.818 | 0.48 | 0 | Approved | 10/12/2018 | 25/6/2026
32A | 0006201 | Precision | TBBS600-900-GD | 32A(i): A refrigerated display cabinet (RDC) or a gelato or ice-cream scooping cabinet | Class 7 |  | IRV | 16.8553 | 2.045 | 0.327 | 0 | Approved | 10/12/2018 | 4/6/2026
32A | 0006202 | Precision | TBBS900-900-GD | 32A(i): A refrigerated display cabinet (RDC) or a gelato or ice-cream scooping cabinet | Class 7 |  | IRV | 33.8006 | 4.46 | 0.452 | 0 | Approved | 10/12/2018 | 28/6/2026
32A | 0006203 | EPTA | Stage LS Closed Large 125 | 32A(i): A refrigerated display cabinet (RDC) or a gelato or ice-cream scooping cabinet | Class 1 |  | IRH | 45.0497 | 4.3 | 1.67 | 0 | Approved | 10/12/2018 | 2/5/2026
32A | 0006204 | EPTA | Stage LS Closed Narrow 125 | 32A(i): A refrigerated display cabinet (RDC) or a gelato or ice-cream scooping cabinet | Class 1 |  | IRH | 43.3763 | 3.7 | 1.38 | 0 | Approved | 10/12/2018 | 2/5/2026
32A | 0006205 | EPTA | Stage LS Open Narrow 125 | 32A(i): A refrigerated display cabinet (RDC) or a gelato or ice-cream scooping cabinet | Class 1 |  | IRH | 79.0464 | 6.3 | 1.22 | 0 | Approved | 10/12/2018 | 2/5/2026
32A | 0006206 | EPTA | Stage SV Large 125 | 32A(i): A refrigerated display cabinet (RDC) or a gelato or ice-cream scooping cabinet | Class 7 |  | IRV | 55.1052 | 17.2 | 2.43 | 0 | Approved | 10/12/2018 | 2/5/2026
32A | 0006207 | EPTA | Stage SV Narrow 125 | 32A(i): A refrigerated display cabinet (RDC) or a gelato or ice-cream scooping cabinet | Class 7 |  | IRV | 54.4046 | 15.1 | 2.05 | 0 | Approved | 10/12/2018 | 2/5/2026
32A | 0006208 | IARP | STELLA 250 | 32A(i): A refrigerated display cabinet (RDC) or a gelato or ice-cream scooping cabinet | Class 2 |  | IFH | 28.9704 | 6.1 | 1.724 | 0 | Approved | 10/12/2018 | 2/5/2026
32A | 0006209 | IARP | STELLA 250.2 | 32A(i): A refrigerated display cabinet (RDC) or a gelato or ice-cream scooping cabinet | Class 2 |  | IFH | 28.9704 | 6.1 | 1.724 | 0 | Approved | 10/12/2018 | 2/5/2026
32A | 0006210 | Cossiga | STGRF12R | 32A(i): A refrigerated display cabinet (RDC) or a gelato or ice-cream scooping cabinet | Class 7 |  | IRV | 72.1893 | 17.08 | 1.6 | 0 | Approved | 10/12/2018 | 11/10/2026
32A | 0006211 | Cossiga | STGRF15R | 32A(i): A refrigerated display cabinet (RDC) or a gelato or ice-cream scooping cabinet | Class 7 |  | IRV | 64.0968 | 18.49 | 2.17 | 0 | Approved | 10/12/2018 | 11/10/2026
32A | 0006212 | EPTA | STONE N 16 FC LFG P MT167 | 32A(i): A refrigerated display cabinet (RDC) or a gelato or ice-cream scooping cabinet | Class 14 |  | RRV | 69.2348 | 17.2 | 1.73 | 0 | Approved | 10/12/2018 | 26/10/2025
32A | 0006213 | EPTA | STONE N 16 FC P MT167 | 32A(i): A refrigerated display cabinet (RDC) or a gelato or ice-cream scooping cabinet | Class 14 |  | RRV | 69.2348 | 17.2 | 1.73 | 0 | Approved | 10/12/2018 | 26/10/2025
32A | 0006214 | EPTA | Strateo HD 250 | 32A(i): A refrigerated display cabinet (RDC) or a gelato or ice-cream scooping cabinet | Class 14 |  | RRV | 66.3444 | 37.19 | 5.16 | 0 | Approved | 10/12/2018 | 21/9/2026
32A | 0006215 | EPTA | Strateo HD 375 | 32A(i): A refrigerated display cabinet (RDC) or a gelato or ice-cream scooping cabinet | Class 14 |  | RRV | 70.1461 | 55.79 | 7.74 | 0 | Approved | 10/12/2018 | 7/10/2026
32A | 0006216 | IARP ASIA Co. LTD | Style Cooler Medium | 32A(i): A refrigerated display cabinet (RDC) or a gelato or ice-cream scooping cabinet | Class 11 |  | IRV-4 | 57.9766 | 0.85 | 0.126 | 0 | Approved | 10/12/2018 | 13/5/2026
32A | 0006217 | IARP ASIA Co. LTD | Style Cooler Small | 32A(i): A refrigerated display cabinet (RDC) or a gelato or ice-cream scooping cabinet | Class 11 |  | IRV-4 | 59.5727 | 0.66 | 0.069 | 0 | Approved | 10/12/2018 | 13/5/2026
32A | 0006218 | Thermaster | SUC1500 | 32A(iii): A refrigerated storage cabinet (RSC) | Class 9 | ND | SRV | 80.3955 | 5.21 | 0 | 1069 | Approved | 10/12/2018 | 14/10/2026
32A | 0006219 | Thermaster | SUC500 | 32A(iii): A refrigerated storage cabinet (RSC) | Class 9 | ND | SRV | 80.7047 | 2.48 | 0 | 312 | Approved | 10/12/2018 | 11/10/2026
32A | 0006220 | Thermaster | SUCG1000 | 32A(i): A refrigerated display cabinet (RDC) or a gelato or ice-cream scooping cabinet | Class 7 |  | IRV | 32.4322 | 6.67 | 1.26 | 0 | Approved | 10/12/2018 | 22/9/2026
32A | 0006221 | Thermaster | SUCG1000B | 32A(i): A refrigerated display cabinet (RDC) or a gelato or ice-cream scooping cabinet | Class 7 |  | IRV | 32.4322 | 6.67 | 1.26 | 0 | Approved | 10/12/2018 | 22/9/2026
32A | 0006222 | Thermaster | SUCG1500 | 32A(i): A refrigerated display cabinet (RDC) or a gelato or ice-cream scooping cabinet | Class 7 |  | IRV | 50.268 | 13.22 | 1.89 | 0 | Approved | 10/12/2018 | 15/9/2026
32A | 0006223 | Thermaster | SUCG500 | 32A(i): A refrigerated display cabinet (RDC) or a gelato or ice-cream scooping cabinet | Class 7 |  | IRV | 29.2591 | 4.34 | 0.63 | 0 | Approved | 10/12/2018 | 22/9/2026
32A | 0006224 | Thermaster | SUCG500B | 32A(i): A refrigerated display cabinet (RDC) or a gelato or ice-cream scooping cabinet | Class 7 |  | IRV | 29.2591 | 4.34 | 0.63 | 0 | Approved | 10/12/2018 | 22/9/2026
32A | 0006225 | Panasonic | SUF-1271HP (AUS) | 32A(iii): A refrigerated storage cabinet (RSC) | Class 4 | ND | SFH | 48.6339 | 5.35 | 0 | 280 | Approved | 10/12/2018 | 2/5/2026
32A | 0006226 | Panasonic | SUF-1571HP (AUS) | 32A(iii): A refrigerated storage cabinet (RSC) | Class 4 | ND | SFH | 66.2058 | 8.48 | 0 | 393 | Approved | 10/12/2018 | 2/5/2026
32A | 0006227 | Panasonic | SUF-1871HP (AUS) | 32A(iii): A refrigerated storage cabinet (RSC) | Class 4 | ND | SFH | 68.557 | 9.9 | 0 | 495 | Approved | 10/12/2018 | 2/5/2026
32A | 0006228 | Gram Commercial Refrigeration | SUPERIOR PLUS F 72 CCG | 32A(iii): A refrigerated storage cabinet (RSC) | Class 10 | ND | SFV | 40.9834 | 4.1515 | 0 | 451.3 | Approved | 10/12/2018 | 24/5/2026
32A | 0006229 | Gram Commercial Refrigeration | SUPERIOR PLUS F 72 LAG | 32A(iii): A refrigerated storage cabinet (RSC) | Class 10 | ND | SFV | 40.9834 | 4.1515 | 0 | 451.3 | Approved | 10/12/2018 | 24/5/2026
32A | 0006230 | Gram Commercial Refrigeration | SUPERIOR PLUS F 72 LCG | 32A(iii): A refrigerated storage cabinet (RSC) | Class 10 | ND | SFV | 40.9834 | 4.1515 | 0 | 451.3 | Approved | 10/12/2018 | 24/5/2026
32A | 0006231 | Gram Commercial Refrigeration | SUPERIOR PLUS F 72 RAG | 32A(iii): A refrigerated storage cabinet (RSC) | Class 10 | ND | SFV | 40.9834 | 4.1515 | 0 | 451.3 | Approved | 10/12/2018 | 24/5/2026
32A | 0006232 | Gram Commercial Refrigeration | SUPERIOR PLUS F 72 RCG | 32A(iii): A refrigerated storage cabinet (RSC) | Class 10 | ND | SFV | 40.9834 | 4.1515 | 0 | 451.3 | Approved | 10/12/2018 | 24/5/2026
32A | 0006233 | Gram Commercial Refrigeration | SUPERIOR TWIN F 84 CCG | 32A(iii): A refrigerated storage cabinet (RSC) | Class 10 | ND | SFV | 40.6871 | 4.1164 | 0 | 451.3 | Approved | 10/12/2018 | 20/5/2026
32A | 0006234 | Gram Commercial Refrigeration | SUPERIOR TWIN F 84 LAG | 32A(iii): A refrigerated storage cabinet (RSC) | Class 10 | ND | SFV | 40.6871 | 4.1164 | 0 | 451.3 | Approved | 10/12/2018 | 20/5/2026
32A | 0006235 | Gram Commercial Refrigeration | SUPERIOR TWIN F 84 LCG | 32A(iii): A refrigerated storage cabinet (RSC) | Class 10 | ND | SFV | 40.6871 | 4.1164 | 0 | 451.3 | Approved | 10/12/2018 | 20/5/2026
32A | 0006236 | Gram Commercial Refrigeration | SUPERIOR TWIN F 84 RAG | 32A(iii): A refrigerated storage cabinet (RSC) | Class 10 | ND | SFV | 40.6871 | 4.1164 | 0 | 451.3 | Approved | 10/12/2018 | 20/5/2026
32A | 0006237 | Gram Commercial Refrigeration | SUPERIOR TWIN F 84 RCG | 32A(iii): A refrigerated storage cabinet (RSC) | Class 10 | ND | SFV | 40.6871 | 4.1164 | 0 | 451.3 | Approved | 10/12/2018 | 20/5/2026
32A | 0006238 | Skipio | SUR12-2 | 32A(iii): A refrigerated storage cabinet (RSC) | Class 3 | ND | SRH | 40.9627 | 2.57 | 0 | 195.7 | Approved | 10/12/2018 | 2/5/2026
32A | 0006239 | Skipio | SUR12-2D-2 | 32A(iii): A refrigerated storage cabinet (RSC) | Class 3 | ND | SRH | 40.9627 | 2.57 | 0 | 195.7 | Approved | 10/12/2018 | 2/5/2026
32A | 0006240 | Skipio | SUR12-2D-4 | 32A(iii): A refrigerated storage cabinet (RSC) | Class 3 | ND | SRH | 40.9627 | 2.57 | 0 | 195.7 | Approved | 10/12/2018 | 2/5/2026
32A | 0006241 | Skipio | SUR12-3D-3 | 32A(iii): A refrigerated storage cabinet (RSC) | Class 3 | ND | SRH | 40.9627 | 2.57 | 0 | 195.7 | Approved | 10/12/2018 | 2/5/2026
32A | 0006242 | Skipio | SUR12-3D-6 | 32A(iii): A refrigerated storage cabinet (RSC) | Class 3 | ND | SRH | 40.9627 | 2.57 | 0 | 195.7 | Approved | 10/12/2018 | 2/5/2026
32A | 0006243 | Panasonic | SUR-1261HP (AUS) | 32A(iii): A refrigerated storage cabinet (RSC) | Class 3 | ND | SRH | 32.6455 | 2.09 | 0 | 214 | Approved | 10/12/2018 | 2/5/2026
32A | 0006244 | Panasonic | SUR-1271HP (AUS) | 32A(iii): A refrigerated storage cabinet (RSC) | Class 3 | ND | SRH | 33.3619 | 2.29 | 0 | 280 | Approved | 10/12/2018 | 2/5/2026
32A | 0006245 | Skipio | SUR15-2 | 32A(iii): A refrigerated storage cabinet (RSC) | Class 3 | ND | SRH | 41.3786 | 2.82 | 0 | 273 | Approved | 10/12/2018 | 2/5/2026
32A | 0006246 | Skipio | SUR15-2D-2 | 32A(iii): A refrigerated storage cabinet (RSC) | Class 3 | ND | SRH | 41.3786 | 2.82 | 0 | 273 | Approved | 10/12/2018 | 2/5/2026
32A | 0006247 | Skipio | SUR15-2D-4 | 32A(iii): A refrigerated storage cabinet (RSC) | Class 3 | ND | SRH | 41.3786 | 2.82 | 0 | 273 | Approved | 10/12/2018 | 2/5/2026
32A | 0006248 | Skipio | SUR15-3D-3 | 32A(iii): A refrigerated storage cabinet (RSC) | Class 3 | ND | SRH | 41.3786 | 2.82 | 0 | 273 | Approved | 10/12/2018 | 2/5/2026
32A | 0006249 | Skipio | SUR15-3D-6 | 32A(iii): A refrigerated storage cabinet (RSC) | Class 3 | ND | SRH | 41.3786 | 2.82 | 0 | 273 | Approved | 10/12/2018 | 2/5/2026
32A | 0006250 | Panasonic | SUR-1561HP (AUS) | 32A(iii): A refrigerated storage cabinet (RSC) | Class 3 | ND | SRH | 34.9765 | 2.44 | 0 | 296 | Approved | 10/12/2018 | 2/5/2026
32A | 0006251 | Panasonic | SUR-1571HP (AUS) | 32A(iii): A refrigerated storage cabinet (RSC) | Class 3 | ND | SRH | 36.7076 | 2.81 | 0 | 393 | Approved | 10/12/2018 | 2/5/2026
32A | 0006252 | Skipio | SUR18-2D-2 | 32A(iii): A refrigerated storage cabinet (RSC) | Class 3 | ND | SRH | 69.3159 | 5.1 | 0 | 350.5 | Approved | 10/12/2018 | 2/5/2026
32A | 0006253 | Skipio | SUR18-2D-4 | 32A(iii): A refrigerated storage cabinet (RSC) | Class 3 | ND | SRH | 69.3159 | 5.1 | 0 | 350.5 | Approved | 10/12/2018 | 2/5/2026
32A | 0006254 | Skipio | SUR18-2D-6 | 32A(iii): A refrigerated storage cabinet (RSC) | Class 3 | ND | SRH | 69.3159 | 5.1 | 0 | 350.5 | Approved | 10/12/2018 | 2/5/2026
32A | 0006255 | Skipio | SUR18-3 | 32A(iii): A refrigerated storage cabinet (RSC) | Class 3 | ND | SRH | 69.3159 | 5.1 | 0 | 350.5 | Approved | 10/12/2018 | 2/5/2026
32A | 0006256 | Skipio | SUR18-3D-3 | 32A(iii): A refrigerated storage cabinet (RSC) | Class 3 | ND | SRH | 69.3159 | 5.1 | 0 | 350.5 | Approved | 10/12/2018 | 2/5/2026
32A | 0006257 | Skipio | SUR18-3D-6 | 32A(iii): A refrigerated storage cabinet (RSC) | Class 3 | ND | SRH | 69.3159 | 5.1 | 0 | 350.5 | Approved | 10/12/2018 | 2/5/2026
32A | 0006258 | Skipio | SUR18-3D-9 | 32A(iii): A refrigerated storage cabinet (RSC) | Class 3 | ND | SRH | 69.3159 | 5.1 | 0 | 350.5 | Approved | 10/12/2018 | 2/5/2026
32A | 0006259 | Panasonic | SUR-1861HP (AUS) | 32A(iii): A refrigerated storage cabinet (RSC) | Class 3 | ND | SRH | 36.8548 | 2.78 | 0 | 377 | Approved | 10/12/2018 | 2/5/2026
32A | 0006260 | Panasonic | SUR-1871HP (AUS) | 32A(iii): A refrigerated storage cabinet (RSC) | Class 3 | ND | SRH | 38.9527 | 3.26 | 0 | 495 | Approved | 10/12/2018 | 2/5/2026
32A | 0006261 | Skipio | SUR24-4 | 32A(iii): A refrigerated storage cabinet (RSC) | Class 3 | ND | SRH | 79.1493 | 6.7 | 0 | 508.7 | Approved | 10/12/2018 | 2/5/2026
32A | 0006262 | Skipio | SUR9-1 | 32A(iii): A refrigerated storage cabinet (RSC) | Class 3 | ND | SRH | 76.8212 | 4.41 | 0 | 119.5 | Approved | 10/12/2018 | 2/5/2026
32A | 0006263 | Skipio | SUR9-2D-2 | 32A(iii): A refrigerated storage cabinet (RSC) | Class 3 | ND | SRH | 76.8212 | 4.41 | 0 | 119.5 | Approved | 10/12/2018 | 2/5/2026
32A | 0006264 | Skipio | SUR9-3D-3 | 32A(iii): A refrigerated storage cabinet (RSC) | Class 3 | ND | SRH | 76.8212 | 4.41 | 0 | 119.5 | Approved | 10/12/2018 | 2/5/2026
32A | 0006265 | IARP | SVABA | 32A(i): A refrigerated display cabinet (RDC) or a gelato or ice-cream scooping cabinet | Class 2 |  | IFH | 75.4673 | 13.08 | 1.34 | 0 | Approved | 10/12/2018 | 2/5/2026
32A | 0006266 | IARP | SVABA 150 | 32A(i): A refrigerated display cabinet (RDC) or a gelato or ice-cream scooping cabinet | Class 2 |  | IFH | 75.4673 | 13.08 | 1.34 | 0 | Approved | 10/12/2018 | 2/5/2026
32A | 0006267 | EPTA | SVABA LIDS BT/TN 150 | 32A(i): A refrigerated display cabinet (RDC) or a gelato or ice-cream scooping cabinet | Class 2 |  | IFH | 75.4673 | 13.08 | 1.34 | 0 | Approved | 10/12/2018 | 2/5/2026
32A | 0006268 | EPTA | SVABA.2 150N/P 2LIDS(3) 230/50 R290 IARP | 32A(i): A refrigerated display cabinet (RDC) or a gelato or ice-cream scooping cabinet | Class 2 |  | IFH | 75.4673 | 13.08 | 1.34 | 0 | Approved | 10/12/2018 | 2/5/2026
32A | 0006269 | Bonvue | SLP830C | 32A(i): A refrigerated display cabinet (RDC) or a gelato or ice-cream scooping cabinet | Class 7 |  | IRV | 54.4284 | 15.8 | 2.19 | 0 | Approved | 10/12/2018 | 6/8/2026
32A | 0006270 | Hussmann | SME152-2 | 32A(i): A refrigerated display cabinet (RDC) or a gelato or ice-cream scooping cabinet | Class 14 |  | RRV | 59.8443 | 13.07 | 1.4 | 0 | Approved | 10/12/2018 | 11/5/2026
32A | 0006271 | Hussmann | SME152-2B | 32A(i): A refrigerated display cabinet (RDC) or a gelato or ice-cream scooping cabinet | Class 14 |  | RRV | 59.8443 | 13.07 | 1.4 | 0 | Approved | 10/12/2018 | 11/5/2026
32A | 0006272 | Hussmann | SME152-2D | 32A(i): A refrigerated display cabinet (RDC) or a gelato or ice-cream scooping cabinet | Class 14 |  | RRV | 59.8443 | 13.07 | 1.4 | 0 | Approved | 10/12/2018 | 11/5/2026
32A | 0006273 | Hussmann | SME152-2DE | 32A(i): A refrigerated display cabinet (RDC) or a gelato or ice-cream scooping cabinet | Class 14 |  | RRV | 59.8443 | 13.07 | 1.4 | 0 | Approved | 10/12/2018 | 11/5/2026
32A | 0006274 | Hussmann | SME152-2GG | 32A(i): A refrigerated display cabinet (RDC) or a gelato or ice-cream scooping cabinet | Class 14 |  | RRV | 59.8443 | 13.07 | 1.4 | 0 | Approved | 10/12/2018 | 11/5/2026
32A | 0006275 | Hussmann | SME152-2L | 32A(i): A refrigerated display cabinet (RDC) or a gelato or ice-cream scooping cabinet | Class 14 |  | RRV | 59.8443 | 13.07 | 1.4 | 0 | Approved | 10/12/2018 | 11/5/2026
32A | 0006276 | Hussmann | SME152-2M | 32A(i): A refrigerated display cabinet (RDC) or a gelato or ice-cream scooping cabinet | Class 14 |  | RRV | 59.8443 | 13.07 | 1.4 | 0 | Approved | 10/12/2018 | 11/5/2026
32A | 0006277 | Hussmann | SME152-2P | 32A(i): A refrigerated display cabinet (RDC) or a gelato or ice-cream scooping cabinet | Class 14 |  | RRV | 59.8443 | 13.07 | 1.4 | 0 | Approved | 10/12/2018 | 11/5/2026
32A | 0006278 | Hussmann | SME152-2PR | 32A(i): A refrigerated display cabinet (RDC) or a gelato or ice-cream scooping cabinet | Class 14 |  | RRV | 59.8443 | 13.07 | 1.4 | 0 | Approved | 10/12/2018 | 11/5/2026
32A | 0006279 | Hussmann | SME152-2PV | 32A(i): A refrigerated display cabinet (RDC) or a gelato or ice-cream scooping cabinet | Class 14 |  | RRV | 59.8443 | 13.07 | 1.4 | 0 | Approved | 10/12/2018 | 11/5/2026
32A | 0006280 | Hussmann | SME152-2PVA | 32A(i): A refrigerated display cabinet (RDC) or a gelato or ice-cream scooping cabinet | Class 14 |  | RRV | 59.8443 | 13.07 | 1.4 | 0 | Approved | 10/12/2018 | 11/5/2026
32A | 0006281 | Hussmann | SME152-2Q | 32A(i): A refrigerated display cabinet (RDC) or a gelato or ice-cream scooping cabinet | Class 14 |  | RRV | 59.8443 | 13.07 | 1.4 | 0 | Approved | 10/12/2018 | 11/5/2026
32A | 0006282 | Hussmann | SME152-3 | 32A(i): A refrigerated display cabinet (RDC) or a gelato or ice-cream scooping cabinet | Class 14 |  | RRV | 69.4789 | 19.6 | 2.1 | 0 | Approved | 10/12/2018 | 12/5/2026
32A | 0006283 | Hussmann | SME152-3B | 32A(i): A refrigerated display cabinet (RDC) or a gelato or ice-cream scooping cabinet | Class 14 |  | RRV | 69.4789 | 19.6 | 2.1 | 0 | Approved | 10/12/2018 | 12/5/2026
32A | 0006284 | Hussmann | SME152-3D | 32A(i): A refrigerated display cabinet (RDC) or a gelato or ice-cream scooping cabinet | Class 14 |  | RRV | 69.4789 | 19.6 | 2.1 | 0 | Approved | 10/12/2018 | 12/5/2026
32A | 0006285 | Hussmann | SME152-3DE | 32A(i): A refrigerated display cabinet (RDC) or a gelato or ice-cream scooping cabinet | Class 14 |  | RRV | 69.4789 | 19.6 | 2.1 | 0 | Approved | 10/12/2018 | 12/5/2026
32A | 0006286 | Hussmann | SME152-3GG | 32A(i): A refrigerated display cabinet (RDC) or a gelato or ice-cream scooping cabinet | Class 14 |  | RRV | 69.4789 | 19.6 | 2.1 | 0 | Approved | 10/12/2018 | 12/5/2026
32A | 0006287 | Hussmann | SME152-3L | 32A(i): A refrigerated display cabinet (RDC) or a gelato or ice-cream scooping cabinet | Class 14 |  | RRV | 69.4789 | 19.6 | 2.1 | 0 | Approved | 10/12/2018 | 12/5/2026
32A | 0006288 | Hussmann | SME152-3M | 32A(i): A refrigerated display cabinet (RDC) or a gelato or ice-cream scooping cabinet | Class 14 |  | RRV | 69.4789 | 19.6 | 2.1 | 0 | Approved | 10/12/2018 | 12/5/2026
32A | 0006289 | Hussmann | SME152-3P | 32A(i): A refrigerated display cabinet (RDC) or a gelato or ice-cream scooping cabinet | Class 14 |  | RRV | 69.4789 | 19.6 | 2.1 | 0 | Approved | 10/12/2018 | 12/5/2026
32A | 0006290 | Hussmann | SME152-3PR | 32A(i): A refrigerated display cabinet (RDC) or a gelato or ice-cream scooping cabinet | Class 14 |  | RRV | 69.4789 | 19.6 | 2.1 | 0 | Approved | 10/12/2018 | 12/5/2026
32A | 0006291 | Hussmann | SME152-3PV | 32A(i): A refrigerated display cabinet (RDC) or a gelato or ice-cream scooping cabinet | Class 14 |  | RRV | 69.4789 | 19.6 | 2.1 | 0 | Approved | 10/12/2018 | 12/5/2026
32A | 0006292 | Hussmann | SME152-3PVA | 32A(i): A refrigerated display cabinet (RDC) or a gelato or ice-cream scooping cabinet | Class 14 |  | RRV | 69.4789 | 19.6 | 2.1 | 0 | Approved | 10/12/2018 | 12/5/2026
32A | 0006293 | Hussmann | SME152-3Q | 32A(i): A refrigerated display cabinet (RDC) or a gelato or ice-cream scooping cabinet | Class 14 |  | RRV | 69.4789 | 19.6 | 2.1 | 0 | Approved | 10/12/2018 | 12/5/2026
32A | 0006294 | Bonvue | SL830V | 32A(i): A refrigerated display cabinet (RDC) or a gelato or ice-cream scooping cabinet | Class 7 |  | IRV | 39.7596 | 11.18 | 2.09 | 0 | Approved | 10/12/2018 | 30/7/2026
32A | 0006295 | Bonvue | SL840 | 32A(i): A refrigerated display cabinet (RDC) or a gelato or ice-cream scooping cabinet | Class 7 |  | IRV | 51.4062 | 13.8 | 1.95 | 0 | Approved | 10/12/2018 | 30/7/2026
32A | 0006296 | Hussmann | SMED153-2 | 32A(i): A refrigerated display cabinet (RDC) or a gelato or ice-cream scooping cabinet | Class 14 |  | RRV | 34.7637 | 16.635 | 4.261 | 0 | Approved | 10/12/2018 | 2/5/2026
32A | 0006297 | Hussmann | SMED153-3 | 32A(i): A refrigerated display cabinet (RDC) or a gelato or ice-cream scooping cabinet | Class 14 |  | RRV | 34.7637 | 16.635 | 4.261 | 0 | Approved | 10/12/2018 | 2/5/2026
32A | 0006298 | Hussmann | SMED153-4 | 32A(i): A refrigerated display cabinet (RDC) or a gelato or ice-cream scooping cabinet | Class 14 |  | RRV | 34.7637 | 16.635 | 4.261 | 0 | Approved | 10/12/2018 | 2/5/2026
32A | 0006299 | Hussmann | SMED153-6 | 32A(i): A refrigerated display cabinet (RDC) or a gelato or ice-cream scooping cabinet | Class 14 |  | RRV | 34.7637 | 16.635 | 4.261 | 0 | Approved | 10/12/2018 | 2/5/2026
32A | 0006300 | Hussmann | SMN163-2 | 32A(i): A refrigerated display cabinet (RDC) or a gelato or ice-cream scooping cabinet | Class 14 |  | RRV | 78.1354 | 39.964 | 4.624 | 0 | Approved | 10/12/2018 | 2/5/2026
32A | 0006301 | Hussmann | SMN163-3 | 32A(i): A refrigerated display cabinet (RDC) or a gelato or ice-cream scooping cabinet | Class 14 |  | RRV | 78.1354 | 39.964 | 4.624 | 0 | Approved | 10/12/2018 | 2/5/2026
32A | 0006302 | Hussmann | SMN163-4 | 32A(i): A refrigerated display cabinet (RDC) or a gelato or ice-cream scooping cabinet | Class 14 |  | RRV | 71.7518 | 26.643 | 3.083 | 0 | Approved | 10/12/2018 | 2/5/2026
32A | 0006303 | Hussmann | SMN163-6 | 32A(i): A refrigerated display cabinet (RDC) or a gelato or ice-cream scooping cabinet | Class 14 |  | RRV | 78.1354 | 39.964 | 4.624 | 0 | Approved | 10/12/2018 | 2/5/2026
32A | 0006304 | Hussmann | SMND163-2 | 32A(i): A refrigerated display cabinet (RDC) or a gelato or ice-cream scooping cabinet | Class 14 |  | RRV | 38.7138 | 13.812 | 2.923 | 0 | Approved | 10/12/2018 | 2/5/2026
32A | 0006305 | Hussmann | SMND163-3 | 32A(i): A refrigerated display cabinet (RDC) or a gelato or ice-cream scooping cabinet | Class 14 |  | RRV | 38.7138 | 13.812 | 2.923 | 0 | Approved | 10/12/2018 | 2/5/2026
32A | 0006306 | Hussmann | SMND163-4 | 32A(i): A refrigerated display cabinet (RDC) or a gelato or ice-cream scooping cabinet | Class 14 |  | RRV | 38.7138 | 13.812 | 2.923 | 0 | Approved | 10/12/2018 | 2/5/2026
32A | 0006307 | Hussmann | SMND163-6 | 32A(i): A refrigerated display cabinet (RDC) or a gelato or ice-cream scooping cabinet | Class 14 |  | RRV | 42.322 | 20.717 | 4.384 | 0 | Approved | 10/12/2018 | 2/5/2026
32A | 0006308 | Hussmann | SMND163-C | 32A(i): A refrigerated display cabinet (RDC) or a gelato or ice-cream scooping cabinet | Class 14 |  | RRV | 36.8291 | 9.247 | 1.758 | 0 | Approved | 10/12/2018 | 2/5/2026
32A | 0006309 | FRICON | SMR 170 SLB A1A2 | 32A(i): A refrigerated display cabinet (RDC) or a gelato or ice-cream scooping cabinet | Class 2 |  | IFH | 39.4718 | 5.41 | 0.97 | 0 | Approved | 10/12/2018 | 16/7/2026
32A | 0006310 | FRICON | SMR 170 SLB V1E2 | 32A(i): A refrigerated display cabinet (RDC) or a gelato or ice-cream scooping cabinet | Class 2 |  | IFH | 39.4718 | 5.41 | 0.97 | 0 | Approved | 10/12/2018 | 16/7/2026
32A | 0006311 | FRICON | SMR 194 SLB A1A2 | 32A(i): A refrigerated display cabinet (RDC) or a gelato or ice-cream scooping cabinet | Class 2 |  | IFH | 32.0893 | 5.09 | 1.19 | 0 | Approved | 10/12/2018 | 16/7/2026
32A | 0006312 | FRICON | SMR 194 SLB V1E2 | 32A(i): A refrigerated display cabinet (RDC) or a gelato or ice-cream scooping cabinet | Class 2 |  | IFH | 32.0893 | 5.09 | 1.19 | 0 | Approved | 10/12/2018 | 16/7/2026
32A | 0006313 | EPTA | Sound Top 210 | 32A(i): A refrigerated display cabinet (RDC) or a gelato or ice-cream scooping cabinet | Class 8 |  | IFV | 31.6923 | 8.8 | 1.37 | 0 | Approved | 10/12/2018 | 21/9/2026
32A | 0006314 | EPTA | Sound Top 250 | 32A(i): A refrigerated display cabinet (RDC) or a gelato or ice-cream scooping cabinet | Class 8 |  | IFV | 30.7231 | 10.35 | 1.68 | 0 | Approved | 10/12/2018 | 21/9/2026
32A | 0006315 | EPTA | Sound Top Energy 210 | 32A(i): A refrigerated display cabinet (RDC) or a gelato or ice-cream scooping cabinet | Class 8 |  | IFV | 31.6923 | 8.8 | 1.37 | 0 | Approved | 10/12/2018 | 21/9/2026
32A | 0006316 | EPTA | Sound Top Energy 250 | 32A(i): A refrigerated display cabinet (RDC) or a gelato or ice-cream scooping cabinet | Class 8 |  | IFV | 30.7231 | 10.35 | 1.68 | 0 | Approved | 10/12/2018 | 21/9/2026
32A | 0006317 | Panasonic | SRR-1281HP (AUS) | 32A(iii): A refrigerated storage cabinet (RSC) | Class 9 | ND | SRV | 73.3541 | 4.79 | 0 | 1080 | Approved | 10/12/2018 | 2/5/2026
32A | 0006318 | Panasonic | SRR-1581HP (AUS) | 32A(iii): A refrigerated storage cabinet (RSC) | Class 9 | ND | SRV | 78.1615 | 5.98 | 0 | 1329 | Approved | 10/12/2018 | 2/5/2026
32A | 0006319 | Bromic | SS1 | 32A(iii): A refrigerated storage cabinet (RSC) | Class 3 | LD | SRH | 19.8679 | 0.98 | 0 | 145 | Approved | 10/12/2018 | 2/5/2026
32A | 0006320 | Bromic | SS1-GD | 32A(iii): A refrigerated storage cabinet (RSC) | Class 3 | LD | SRH | 28.3827 | 1.396 | 0 | 145 | Approved | 10/12/2018 | 2/5/2026
32A | 0006321 | Bromic | SS2 | 32A(iii): A refrigerated storage cabinet (RSC) | Class 4 | LD | SFH | 21.7093 | 1.65 | 0 | 115 | Approved | 10/12/2018 | 2/5/2026
32A | 0006322 | Exquisite | SSC260 | 32A(i): A refrigerated display cabinet (RDC) or a gelato or ice-cream scooping cabinet | Class 7 |  | IRV | 19.191 | 2.41 | 0.377 | 0 | Approved | 10/12/2018 | 2/5/2026
32A | 0006323 | Exquisite | SSC260G | 32A(i): A refrigerated display cabinet (RDC) or a gelato or ice-cream scooping cabinet | Class 7 |  | IRV | 19.191 | 2.41 | 0.377 | 0 | Approved | 10/12/2018 | 2/5/2026
32A | 0006324 | Exquisite | SSC260H | 32A(iii): A refrigerated storage cabinet (RSC) | Class 3 | ND | SRH | 36.1004 | 2.196 | 0 | 170 | Approved | 10/12/2018 | 2/5/2026
32A | 0006325 | Exquisite | SSC260S | 32A(iii): A refrigerated storage cabinet (RSC) | Class 3 | ND | SRH | 36.1004 | 2.196 | 0 | 170 | Approved | 10/12/2018 | 2/5/2026
32A | 0006326 | Exquisite | SSC400 | 32A(i): A refrigerated display cabinet (RDC) or a gelato or ice-cream scooping cabinet | Class 7 |  | IRV | 23.5879 | 3.365 | 0.566 | 0 | Approved | 10/12/2018 | 2/5/2026
32A | 0006327 | Exquisite | SSC400G | 32A(i): A refrigerated display cabinet (RDC) or a gelato or ice-cream scooping cabinet | Class 7 |  | IRV | 23.5879 | 3.365 | 0.566 | 0 | Approved | 10/12/2018 | 2/5/2026
32A | 0006328 | Exquisite | SSC400H | 32A(iii): A refrigerated storage cabinet (RSC) | Class 3 | ND | SRH | 49.8188 | 3.327 | 0 | 254.3 | Approved | 10/12/2018 | 3/5/2026
32A | 0006329 | Exquisite | SSC400S | 32A(iii): A refrigerated storage cabinet (RSC) | Class 3 | ND | SRH | 49.8188 | 3.327 | 0 | 254.3 | Approved | 10/12/2018 | 3/5/2026
32A | 0006330 | Exquisite | SSC550G | 32A(iii): A refrigerated storage cabinet (RSC) | Class 3 | ND | SRH | 68.4339 | 4.981 | 0 | 339 | Approved | 10/12/2018 | 2/5/2026
32A | 0006331 | Exquisite | SSC550H | 32A(iii): A refrigerated storage cabinet (RSC) | Class 3 | ND | SRH | 68.4339 | 4.981 | 0 | 339 | Approved | 10/12/2018 | 2/5/2026
32A | 0006332 | Exquisite | SSC550S | 32A(iii): A refrigerated storage cabinet (RSC) | Class 3 | ND | SRH | 68.4339 | 4.981 | 0 | 339 | Approved | 10/12/2018 | 2/5/2026
32A | 0006333 | Exquisite | SSF400 | 32A(iii): A refrigerated storage cabinet (RSC) | Class 4 | ND | SFH | 80.4947 | 8.515 | 0 | 254 | Approved | 10/12/2018 | 2/5/2026
32A | 0006334 | Exquisite | SSF400H | 32A(iii): A refrigerated storage cabinet (RSC) | Class 4 | ND | SFH | 80.4947 | 8.515 | 0 | 254 | Approved | 10/12/2018 | 2/5/2026
32A | 0006335 | Crusader | SSP1000WEA | 32A(i): A refrigerated display cabinet (RDC) or a gelato or ice-cream scooping cabinet | Class 7 |  | IRV | 21.5856 | 4.403 | 1.241 | 0 | Approved | 10/12/2018 | 2/5/2026
32A | 0006336 | EPTA | Skyview Plus Efficia 125 | 32A(i): A refrigerated display cabinet (RDC) or a gelato or ice-cream scooping cabinet | Class 14 |  | RRV | 24.2394 | 6.86 | 2.11 | 0 | Approved | 10/12/2018 | 2/10/2025
32A | 0006337 | EPTA | Skyview Plus Efficia 188 | 32A(i): A refrigerated display cabinet (RDC) or a gelato or ice-cream scooping cabinet | Class 14 |  | RRV | 27.1555 | 10.28 | 3.16 | 0 | Approved | 10/12/2018 | 23/9/2025
32A | 0006338 | EPTA | Skyview Plus Efficia 250 | 32A(i): A refrigerated display cabinet (RDC) or a gelato or ice-cream scooping cabinet | Class 14 |  | RRV | 28.9173 | 13.71 | 4.21 | 0 | Approved | 10/12/2018 | 1/10/2025
32A | 0006339 | EPTA | Skyview Plus Efficia 375 | 32A(i): A refrigerated display cabinet (RDC) or a gelato or ice-cream scooping cabinet | Class 14 |  | RRV | 30.8803 | 20.57 | 6.32 | 0 | Approved | 10/12/2018 | 23/9/2025
32A | 0006340 | EPTA | Skyview Plus Efficia Open 125 | 32A(i): A refrigerated display cabinet (RDC) or a gelato or ice-cream scooping cabinet | Class 14 |  | RRV | 65.9005 | 19.61 | 2.27 | 0 | Approved | 10/12/2018 | 23/9/2025
32A | 0006341 | EPTA | Skyview Plus Efficia Open 188 | 32A(i): A refrigerated display cabinet (RDC) or a gelato or ice-cream scooping cabinet | Class 14 |  | RRV | 73.4515 | 29.41 | 3.4 | 0 | Approved | 10/12/2018 | 2/10/2025
32A | 0006342 | EPTA | Skyview Plus Efficia Open 250 | 32A(i): A refrigerated display cabinet (RDC) or a gelato or ice-cream scooping cabinet | Class 14 |  | RRV | 77.9166 | 39.21 | 4.53 | 0 | Approved | 10/12/2018 | 23/9/2025
32A | 0006343 | EPTA | Skyview Plus Efficia Open MT151 | 32A(i): A refrigerated display cabinet (RDC) or a gelato or ice-cream scooping cabinet | Class 14 |  | RRV | 55.9464 | 22.35 | 3.39 | 0 | Approved | 10/12/2018 | 23/9/2025
32A | 0006344 | EPTA | Skyview Plus Modular HP 125 | 32A(i): A refrigerated display cabinet (RDC) or a gelato or ice-cream scooping cabinet | Class 14 |  | RRV | 24.1688 | 6.84 | 2.11 | 0 | Approved | 10/12/2018 | 1/4/2026
32A | 0006345 | EPTA | Skyview Plus Modular HP 188 | 32A(i): A refrigerated display cabinet (RDC) or a gelato or ice-cream scooping cabinet | Class 14 |  | RRV | 27.1027 | 10.26 | 3.16 | 0 | Approved | 10/12/2018 | 30/3/2026
32A | 0006346 | EPTA | Skyview Plus Modular HP 250 | 32A(i): A refrigerated display cabinet (RDC) or a gelato or ice-cream scooping cabinet | Class 14 |  | RRV | 28.8541 | 13.68 | 4.21 | 0 | Approved | 10/12/2018 | 30/3/2026
32A | 0006347 | EPTA | Skyview Plus Modular HP 375 | 32A(i): A refrigerated display cabinet (RDC) or a gelato or ice-cream scooping cabinet | Class 14 |  | RRV | 30.8053 | 20.52 | 6.32 | 0 | Approved | 10/12/2018 | 30/3/2026
32A | 0006348 | EPTA | Skyview Plus Modular HP MT196 | 32A(i): A refrigerated display cabinet (RDC) or a gelato or ice-cream scooping cabinet | Class 14 |  | RRV | 20.1694 | 10.26 | 4.59 | 0 | Approved | 10/12/2018 | 31/3/2026
32A | 0006349 | EPTA | Skyview Plus Modular Open HP 125 | 32A(i): A refrigerated display cabinet (RDC) or a gelato or ice-cream scooping cabinet | Class 14 |  | RRV | 62.4391 | 18.58 | 2.27 | 0 | Approved | 10/12/2018 | 30/4/2026
32A | 0006350 | EPTA | Skyview Plus Modular Open HP 188 | 32A(i): A refrigerated display cabinet (RDC) or a gelato or ice-cream scooping cabinet | Class 14 |  | RRV | 69.6054 | 27.87 | 3.4 | 0 | Approved | 10/12/2018 | 30/4/2026
32A | 0006351 | EPTA | Skyview Plus Modular Open HP 250 | 32A(i): A refrigerated display cabinet (RDC) or a gelato or ice-cream scooping cabinet | Class 14 |  | RRV | 73.843 | 37.16 | 4.53 | 0 | Approved | 10/12/2018 | 30/4/2026
32A | 0006352 | EPTA | Skyview Plus Modular Open HP 375 | 32A(i): A refrigerated display cabinet (RDC) or a gelato or ice-cream scooping cabinet | Class 14 |  | RRV | 78.5292 | 55.74 | 6.8 | 0 | Approved | 10/12/2018 | 30/4/2026
32A | 0006353 | EPTA | Skyview Plus Modular Open HP MT196 | 32A(i): A refrigerated display cabinet (RDC) or a gelato or ice-cream scooping cabinet | Class 14 |  | RRV | 52.5324 | 27.87 | 4.83 | 0 | Approved | 10/12/2018 | 30/4/2026
32A | 0006354 | Schmick | SK156-HD | 32A(i): A refrigerated display cabinet (RDC) or a gelato or ice-cream scooping cabinet | Class 7 |  | IRV | 22.385 | 2.75 | 0.3548 | 0 | Approved | 10/12/2018 | 8/9/2026
32A | 0006355 | Schmick | SK156L-B-HD | 32A(i): A refrigerated display cabinet (RDC) or a gelato or ice-cream scooping cabinet | Class 7 |  | IRV | 22.385 | 2.75 | 0.3548 | 0 | Approved | 10/12/2018 | 8/9/2026
32A | 0006356 | Schmick | SK156L-HD | 32A(i): A refrigerated display cabinet (RDC) or a gelato or ice-cream scooping cabinet | Class 7 |  | IRV | 22.385 | 2.75 | 0.3548 | 0 | Approved | 10/12/2018 | 8/9/2026
32A | 0006357 | Schmick | SK156R-B-HD | 32A(i): A refrigerated display cabinet (RDC) or a gelato or ice-cream scooping cabinet | Class 7 |  | IRV | 22.385 | 2.75 | 0.3548 | 0 | Approved | 10/12/2018 | 8/9/2026
32A | 0006358 | Schmick | SK156R-HD | 32A(i): A refrigerated display cabinet (RDC) or a gelato or ice-cream scooping cabinet | Class 7 |  | IRV | 22.385 | 2.75 | 0.3548 | 0 | Approved | 10/12/2018 | 8/9/2026
32A | 0006359 | Schmick | SK156-SS | 32A(i): A refrigerated display cabinet (RDC) or a gelato or ice-cream scooping cabinet | Class 7 |  | IRV | 15.1404 | 1.864 | 0.35484 | 0 | Approved | 10/12/2018 | 14/7/2026
32A | 0006360 | EPTA | Skyshine Modular 2D | 32A(i): A refrigerated display cabinet (RDC) or a gelato or ice-cream scooping cabinet | Class 15 |  | RFV | 48.0161 | 14.8 | 1.53 | 0 | Approved | 10/12/2018 | 24/8/2026
32A | 0006361 | EPTA | Skyshine Modular 3D | 32A(i): A refrigerated display cabinet (RDC) or a gelato or ice-cream scooping cabinet | Class 15 |  | RFV | 48.9645 | 22.2 | 2.29 | 0 | Approved | 10/12/2018 | 25/8/2026
32A | 0006362 | EPTA | Skyspace Modular TL 15 250 | 32A(i): A refrigerated display cabinet (RDC) or a gelato or ice-cream scooping cabinet | Class 14 |  | RRV | 30.0861 | 10.13 | 2.7 | 0 | Approved | 10/12/2018 | 26/8/2026
32A | 0006363 | EPTA | Skyspace Modular TL 15 375 | 32A(i): A refrigerated display cabinet (RDC) or a gelato or ice-cream scooping cabinet | Class 14 |  | RRV | 33.0758 | 15.2 | 4.05 | 0 | Approved | 10/12/2018 | 1/9/2026
32A | 0006364 | EPTA | Skylight Efficia 2D | 32A(i): A refrigerated display cabinet (RDC) or a gelato or ice-cream scooping cabinet | Class 15 |  | RFV | 45.702 | 21.07 | 2.33 | 0 | Approved | 10/12/2018 | 1/10/2025
32A | 0006365 | EPTA | Skylight Efficia 3D | 32A(i): A refrigerated display cabinet (RDC) or a gelato or ice-cream scooping cabinet | Class 15 |  | RFV | 46.1651 | 31.6 | 3.5 | 0 | Approved | 10/12/2018 | 1/10/2025
32A | 0006366 | EPTA | Skylight Efficia 4D | 32A(i): A refrigerated display cabinet (RDC) or a gelato or ice-cream scooping cabinet | Class 15 |  | RFV | 46.4002 | 42.13 | 4.67 | 0 | Approved | 10/12/2018 | 23/9/2025
32A | 0006367 | EPTA | Skylight Efficia 5D | 32A(i): A refrigerated display cabinet (RDC) or a gelato or ice-cream scooping cabinet | Class 15 |  | RFV | 46.63 | 52.67 | 5.83 | 0 | Approved | 10/12/2018 | 1/10/2025
32A | 0006368 | EPTA | Skylight Efficia Integral 2D | 32A(i): A refrigerated display cabinet (RDC) or a gelato or ice-cream scooping cabinet | Class 8 |  | IFV | 50.5161 | 23 | 2.3 | 0 | Approved | 10/12/2018 | 23/9/2025
32A | 0006369 | EPTA | Skylight Efficia Integral 3D | 32A(i): A refrigerated display cabinet (RDC) or a gelato or ice-cream scooping cabinet | Class 8 |  | IFV | 46.019 | 31.5 | 3.5 | 0 | Approved | 10/12/2018 | 1/10/2025
32A | 0006370 | EPTA | Skylight Modular 2D | 32A(i): A refrigerated display cabinet (RDC) or a gelato or ice-cream scooping cabinet | Class 15 |  | RFV | 45.702 | 21.07 | 2.33 | 0 | Approved | 10/12/2018 | 1/10/2025
32A | 0006371 | EPTA | Skylight Modular 3D | 32A(i): A refrigerated display cabinet (RDC) or a gelato or ice-cream scooping cabinet | Class 15 |  | RFV | 46.1651 | 31.6 | 3.5 | 0 | Approved | 10/12/2018 | 23/9/2025
32A | 0006372 | EPTA | Skylight Modular 4D | 32A(i): A refrigerated display cabinet (RDC) or a gelato or ice-cream scooping cabinet | Class 15 |  | RFV | 46.4002 | 42.13 | 4.67 | 0 | Approved | 10/12/2018 | 23/9/2025
32A | 0006373 | EPTA | Skylight Modular 5D | 32A(i): A refrigerated display cabinet (RDC) or a gelato or ice-cream scooping cabinet | Class 15 |  | RFV | 46.63 | 52.67 | 5.83 | 0 | Approved | 10/12/2018 | 1/10/2025
32A | 0006374 | EPTA | Skylight Modular Integral 2D | 32A(i): A refrigerated display cabinet (RDC) or a gelato or ice-cream scooping cabinet | Class 8 |  | IFV | 50.0958 | 23 | 2.32 | 0 | Approved | 10/12/2018 | 2/9/2026
32A | 0006375 | EPTA | Skylight Modular Integral 3D | 32A(i): A refrigerated display cabinet (RDC) or a gelato or ice-cream scooping cabinet | Class 8 |  | IFV | 43.5354 | 29.8 | 3.5 | 0 | Approved | 10/12/2018 | 2/9/2026
32A | 0006376 | EPTA | Skylight Modular Integral 4D | 32A(i): A refrigerated display cabinet (RDC) or a gelato or ice-cream scooping cabinet | Class 8 |  | IFV | 35.1951 | 41.3 | 6.06 | 0 | Approved | 10/12/2018 | 3/9/2026
32A | 0006377 | Schmick | SK156-B | 32A(i): A refrigerated display cabinet (RDC) or a gelato or ice-cream scooping cabinet | Class 7 |  | IRV | 15.1404 | 1.864 | 0.35484 | 0 | Approved | 10/12/2018 | 14/7/2026
32A | 0006378 | Thermaster | SC316G | 32A(i): A refrigerated display cabinet (RDC) or a gelato or ice-cream scooping cabinet | Class 7 |  | IRV | 19.7935 | 2.993 | 0.66 | 0 | Approved | 10/12/2018 | 25/6/2026
32A | 0006379 | Thermaster | SC316SD | 32A(i): A refrigerated display cabinet (RDC) or a gelato or ice-cream scooping cabinet | Class 7 |  | IRV | 20.985 | 3.168 | 0.66 | 0 | Approved | 10/12/2018 | 23/6/2026
32A | 0006380 | Skope | SC430N | 32A(i): A refrigerated display cabinet (RDC) or a gelato or ice-cream scooping cabinet | Class 7 |  | IRV | 18.4723 | 2.74 | 0.63 | 0 | Approved | 10/12/2018 | 2/5/2026
32A | 0006381 | Thermaster | SC248G | 32A(i): A refrigerated display cabinet (RDC) or a gelato or ice-cream scooping cabinet | Class 7 |  | IRV | 15.1491 | 1.931 | 0.4 | 0 | Approved | 10/12/2018 | 28/7/2026
32A | 0006382 | Thermaster | SC248SD | 32A(i): A refrigerated display cabinet (RDC) or a gelato or ice-cream scooping cabinet | Class 7 |  | IRV | 15.9261 | 2.002 | 0.38 | 0 | Approved | 10/12/2018 | 23/6/2026
32A | 0006383 | Skope | SC112N-A | 32A(i): A refrigerated display cabinet (RDC) or a gelato or ice-cream scooping cabinet | Class 7 |  | IRV | 18.6015 | 3.03 | 0.79 | 0 | Approved | 10/12/2018 | 2/5/2026
32A | 0006384 | Skope | SC112N-AC | 32A(i): A refrigerated display cabinet (RDC) or a gelato or ice-cream scooping cabinet | Class 7 |  | IRV | 18.6015 | 3.03 | 0.79 | 0 | Approved | 10/12/2018 | 2/5/2026
32A | 0006385 | WL | SC-108F | 32A(i): A refrigerated display cabinet (RDC) or a gelato or ice-cream scooping cabinet | Class 7 |  | IRV | 11.5123 | 1.32 | 0.26 | 0 | Approved | 10/12/2018 | 2/5/2026
32A | 0006386 | Schmick | SK-BR9C | 32A(i): A refrigerated display cabinet (RDC) or a gelato or ice-cream scooping cabinet | Class 7 |  | IRV | 6.0228 | 0.5735 | 0.035 | 0 | Approved | 10/12/2018 | 17/9/2026
32A | 0006387 | Schmick | SK135 | 32A(i): A refrigerated display cabinet (RDC) or a gelato or ice-cream scooping cabinet | Class 11 |  | IRV-4 | 69.1225 | 1.88 | 0.34 | 0 | Approved | 10/12/2018 | 18/8/2026
32A | 0006388 | Schmick | SK135-FP | 32A(i): A refrigerated display cabinet (RDC) or a gelato or ice-cream scooping cabinet | Class 11 |  | IRV-4 | 69.1225 | 1.88 | 0.34 | 0 | Approved | 10/12/2018 | 18/8/2026
32A | 0006389 | Schmick | SK135L-B | 32A(i): A refrigerated display cabinet (RDC) or a gelato or ice-cream scooping cabinet | Class 11 |  | IRV-4 | 69.1225 | 1.88 | 0.34 | 0 | Approved | 10/12/2018 | 18/8/2026
32A | 0006390 | Schmick | SK135L-S | 32A(i): A refrigerated display cabinet (RDC) or a gelato or ice-cream scooping cabinet | Class 11 |  | IRV-4 | 69.1225 | 1.88 | 0.34 | 0 | Approved | 10/12/2018 | 18/8/2026
32A | 0006391 | Schmick | SK135L-X | 32A(i): A refrigerated display cabinet (RDC) or a gelato or ice-cream scooping cabinet | Class 11 |  | IRV-4 | 69.1225 | 1.88 | 0.34 | 0 | Approved | 10/12/2018 | 18/8/2026
32A | 0006392 | Schmick | SK135R-B | 32A(i): A refrigerated display cabinet (RDC) or a gelato or ice-cream scooping cabinet | Class 11 |  | IRV-4 | 69.1225 | 1.88 | 0.34 | 0 | Approved | 10/12/2018 | 18/8/2026
32A | 0006393 | Schmick | SK135R-S | 32A(i): A refrigerated display cabinet (RDC) or a gelato or ice-cream scooping cabinet | Class 11 |  | IRV-4 | 69.1225 | 1.88 | 0.34 | 0 | Approved | 10/12/2018 | 18/8/2026
32A | 0006394 | Schmick | SK135-WEG | 32A(i): A refrigerated display cabinet (RDC) or a gelato or ice-cream scooping cabinet | Class 11 |  | IRV-4 | 69.1225 | 1.88 | 0.34 | 0 | Approved | 10/12/2018 | 18/8/2026
32A | 0006395 | Schmick | SK135-X | 32A(i): A refrigerated display cabinet (RDC) or a gelato or ice-cream scooping cabinet | Class 11 |  | IRV-4 | 69.1225 | 1.88 | 0.34 | 0 | Approved | 10/12/2018 | 18/8/2026
32A | 0006396 | Schmick | SK135-X-FP | 32A(i): A refrigerated display cabinet (RDC) or a gelato or ice-cream scooping cabinet | Class 11 |  | IRV-4 | 69.1225 | 1.88 | 0.34 | 0 | Approved | 10/12/2018 | 18/8/2026
32A | 0006397 | Schmick | SK156 | 32A(i): A refrigerated display cabinet (RDC) or a gelato or ice-cream scooping cabinet | Class 7 |  | IRV | 15.1404 | 1.864 | 0.35484 | 0 | Approved | 10/12/2018 | 14/7/2026
32A | 0006398 | Hiron | SD325S2 | 32A(i): A refrigerated display cabinet (RDC) or a gelato or ice-cream scooping cabinet | Class 6 |  | GSC | 16.5246 | 3.527 | 0.356 | 0 | Approved | 10/12/2018 | 10/9/2026
32A | 0006399 | Hiron | SD-325S2 | 32A(i): A refrigerated display cabinet (RDC) or a gelato or ice-cream scooping cabinet | Class 6 |  | GSC | 16.5246 | 3.527 | 0.356 | 0 | Approved | 10/12/2018 | 10/9/2026
32A | 0006800 | Hiron | SD325S2E | 32A(i): A refrigerated display cabinet (RDC) or a gelato or ice-cream scooping cabinet | Class 6 |  | GSC | 16.5246 | 3.527 | 0.356 | 0 | Approved | 10/12/2018 | 10/9/2026
32A | 0006801 | Hiron | SD-325S2E | 32A(i): A refrigerated display cabinet (RDC) or a gelato or ice-cream scooping cabinet | Class 6 |  | GSC | 16.5246 | 3.527 | 0.356 | 0 | Approved | 10/12/2018 | 10/9/2026
32A | 0006802 | Hiron | SD415S2 | 32A(i): A refrigerated display cabinet (RDC) or a gelato or ice-cream scooping cabinet | Class 6 |  | GSC | 15.3855 | 4.079 | 0.53 | 0 | Approved | 10/12/2018 | 10/9/2026
32A | 0006803 | Hiron | SD-415S2 | 32A(i): A refrigerated display cabinet (RDC) or a gelato or ice-cream scooping cabinet | Class 6 |  | GSC | 15.3855 | 4.079 | 0.53 | 0 | Approved | 10/12/2018 | 10/9/2026
32A | 0006804 | Hiron | SD415S2E | 32A(i): A refrigerated display cabinet (RDC) or a gelato or ice-cream scooping cabinet | Class 6 |  | GSC | 15.3855 | 4.079 | 0.53 | 0 | Approved | 10/12/2018 | 10/9/2026
32A | 0006805 | Hiron | SD-415S2E | 32A(i): A refrigerated display cabinet (RDC) or a gelato or ice-cream scooping cabinet | Class 6 |  | GSC | 15.3855 | 4.079 | 0.53 | 0 | Approved | 10/12/2018 | 10/9/2026
32A | 0006806 | Hiron | SD460 | 32A(i): A refrigerated display cabinet (RDC) or a gelato or ice-cream scooping cabinet | Class 8 |  | IFV | 79.4862 | 11.139 | 0.648 | 0 | Approved | 10/12/2018 | 11/6/2026
32A | 0006807 | Hiron | SD-460 | 32A(i): A refrigerated display cabinet (RDC) or a gelato or ice-cream scooping cabinet | Class 8 |  | IFV | 79.4862 | 11.139 | 0.648 | 0 | Approved | 10/12/2018 | 11/6/2026
32A | 0006808 | Hiron | SD460F | 32A(i): A refrigerated display cabinet (RDC) or a gelato or ice-cream scooping cabinet | Class 8 |  | IFV | 79.4862 | 11.139 | 0.648 | 0 | Approved | 10/12/2018 | 11/6/2026
32A | 0006809 | Hiron | SD-460F | 32A(i): A refrigerated display cabinet (RDC) or a gelato or ice-cream scooping cabinet | Class 8 |  | IFV | 79.4862 | 11.139 | 0.648 | 0 | Approved | 10/12/2018 | 11/6/2026
32A | 0006810 | Hiron | SD460H | 32A(i): A refrigerated display cabinet (RDC) or a gelato or ice-cream scooping cabinet | Class 8 |  | IFV | 79.4862 | 11.139 | 0.648 | 0 | Approved | 10/12/2018 | 11/6/2026
32A | 0006811 | Hiron | SD-460H | 32A(i): A refrigerated display cabinet (RDC) or a gelato or ice-cream scooping cabinet | Class 8 |  | IFV | 79.4862 | 11.139 | 0.648 | 0 | Approved | 10/12/2018 | 11/6/2026
32A | 0006812 | Hiron | SD575S2 | 32A(i): A refrigerated display cabinet (RDC) or a gelato or ice-cream scooping cabinet | Class 6 |  | GSC | 16.3394 | 5.226 | 0.713 | 0 | Approved | 10/12/2018 | 7/9/2026
32A | 0006813 | Hiron | SD-575S2 | 32A(i): A refrigerated display cabinet (RDC) or a gelato or ice-cream scooping cabinet | Class 6 |  | GSC | 16.3394 | 5.226 | 0.713 | 0 | Approved | 10/12/2018 | 7/9/2026
32A | 0006814 | Hiron | SD575S2E | 32A(i): A refrigerated display cabinet (RDC) or a gelato or ice-cream scooping cabinet | Class 6 |  | GSC | 16.3394 | 5.226 | 0.713 | 0 | Approved | 10/12/2018 | 7/9/2026
32A | 0006815 | Hiron | SD-575S2E | 32A(i): A refrigerated display cabinet (RDC) or a gelato or ice-cream scooping cabinet | Class 6 |  | GSC | 16.3394 | 5.226 | 0.713 | 0 | Approved | 10/12/2018 | 7/9/2026
32A | 0006816 | Kaplanlar | SEDEF NW V2 1250 - DGD | 32A(i): A refrigerated display cabinet (RDC) or a gelato or ice-cream scooping cabinet | Class 7 |  | IRV | 42.99 | 10.68 | 1.73 | 0 | Approved | 10/12/2018 | 2/5/2026
32A | 0006817 | Kaplanlar | SEDEF NW V2 2500 - DGD | 32A(i): A refrigerated display cabinet (RDC) or a gelato or ice-cream scooping cabinet | Class 7 |  | IRV | 49.3274 | 20.02 | 3.46 | 0 | Approved | 10/12/2018 | 2/5/2026
32A | 0006818 | Bonvue | SG090FA-2XB | 32A(i): A refrigerated display cabinet (RDC) or a gelato or ice-cream scooping cabinet | Class 7 |  | IRV | 44.8615 | 10.9 | 1.67 | 0 | Approved | 10/12/2018 | 30/7/2026
32A | 0006819 | Bonvue | SG120FA-2XB | 32A(i): A refrigerated display cabinet (RDC) or a gelato or ice-cream scooping cabinet | Class 7 |  | IRV | 39.4477 | 11.2 | 2.12 | 0 | Approved | 10/12/2018 | 30/7/2026
32A | 0006820 | Skipio | SGC-1200F | 32A(i): A refrigerated display cabinet (RDC) or a gelato or ice-cream scooping cabinet | Class 6 |  | GSC | 56.7388 | 16.25 | 0.6 | 0 | Approved | 10/12/2018 | 2/5/2026
32A | 0006821 | Skipio | SGC-1500F | 32A(i): A refrigerated display cabinet (RDC) or a gelato or ice-cream scooping cabinet | Class 6 |  | GSC | 45.7485 | 17.97 | 0.95 | 0 | Approved | 10/12/2018 | 2/5/2026
32A | 0006822 | Skipio | SGC-1800F | 32A(i): A refrigerated display cabinet (RDC) or a gelato or ice-cream scooping cabinet | Class 6 |  | GSC | 53.3684 | 22.91 | 1.07 | 0 | Approved | 10/12/2018 | 2/5/2026
32A | 0006823 | Skipio | SGM-18 | 32A(i): A refrigerated display cabinet (RDC) or a gelato or ice-cream scooping cabinet | Class 7 |  | IRV | 39.6978 | 5.782 | 0.604 | 0 | Approved | 10/12/2018 | 2/5/2026
32A | 0006824 | Skipio | SGM-18B | 32A(i): A refrigerated display cabinet (RDC) or a gelato or ice-cream scooping cabinet | Class 7 |  | IRV | 39.6978 | 5.782 | 0.604 | 0 | Approved | 10/12/2018 | 2/5/2026
32A | 0006825 | IARP | SHELLY120 | 32A(i): A refrigerated display cabinet (RDC) or a gelato or ice-cream scooping cabinet | Class 7 |  | IRV | 75.5027 | 20.2 | 1.943 | 0 | Approved | 10/12/2018 | 2/5/2026
32A | 0006826 | IARP | SHELLY180 | 32A(i): A refrigerated display cabinet (RDC) or a gelato or ice-cream scooping cabinet | Class 7 |  | IRV | 75.9241 | 26.6 | 2.852 | 0 | Approved | 10/12/2018 | 2/5/2026
32A | 0006827 | EPTA | ROCK N ECO EUD 22 250 | 32A(i): A refrigerated display cabinet (RDC) or a gelato or ice-cream scooping cabinet | Class 14 |  | RRV | 32.8868 | 16.4 | 4.48 | 0 | Approved | 10/12/2018 | 16/9/2026
32A | 0006828 | EPTA | ROCK N ECO 22 250 | 32A(i): A refrigerated display cabinet (RDC) or a gelato or ice-cream scooping cabinet | Class 14 |  | RRV | 32.8868 | 16.4 | 4.48 | 0 | Approved | 10/12/2018 | 16/9/2026
32A | 0006829 | Hoshizaki | RT-126MA-A | 32A(iii): A refrigerated storage cabinet (RSC) | Class 3 | ND | SRH | 56.8305 | 3.41 | 0 | 156.6 | Approved | 10/12/2018 | 2/5/2026
32A | 0006830 | Hoshizaki | RT-126MA-A-ML | 32A(iii): A refrigerated storage cabinet (RSC) | Class 3 | ND | SRH | 56.8305 | 3.41 | 0 | 156.6 | Approved | 10/12/2018 | 2/5/2026
32A | 0006831 | Hoshizaki | RT-127MA-A-GN | 32A(iii): A refrigerated storage cabinet (RSC) | Class 3 | ND | SRH | 55.009 | 3.35 | 0 | 169.4 | Approved | 10/12/2018 | 2/5/2026
32A | 0006832 | Hoshizaki | RT-156MA-A | 32A(iii): A refrigerated storage cabinet (RSC) | Class 3 | ND | SRH | 50.5862 | 3.24 | 0 | 214.4 | Approved | 10/12/2018 | 2/5/2026
32A | 0006833 | Hoshizaki | RT-156MA-A-ML | 32A(iii): A refrigerated storage cabinet (RSC) | Class 3 | ND | SRH | 50.5862 | 3.24 | 0 | 214.4 | Approved | 10/12/2018 | 2/5/2026
32A | 0006834 | Hoshizaki | RT-157MA-A-GN | 32A(iii): A refrigerated storage cabinet (RSC) | Class 3 | ND | SRH | 52.3817 | 3.19 | 0 | 169.4 | Approved | 10/12/2018 | 2/5/2026
32A | 0006835 | Hoshizaki | RT-186MA-A | 32A(iii): A refrigerated storage cabinet (RSC) | Class 3 | ND | SRH | 65.267 | 4.48 | 0 | 280 | Approved | 10/12/2018 | 2/5/2026
32A | 0006836 | Hoshizaki | RT-186MA-A-ML | 32A(iii): A refrigerated storage cabinet (RSC) | Class 3 | ND | SRH | 65.7362 | 4.48 | 0 | 273 | Approved | 10/12/2018 | 2/5/2026
32A | 0006837 | Hoshizaki | RT-187MA-A-GN | 32A(iii): A refrigerated storage cabinet (RSC) | Class 3 | ND | SRH | 69.5743 | 4.65 | 0 | 254.2 | Approved | 10/12/2018 | 2/5/2026
32A | 0006838 | Bromic | RT-78L | 32A(i): A refrigerated display cabinet (RDC) or a gelato or ice-cream scooping cabinet | Class 7 |  | IRV | 19.0653 | 2.8802 | 0.66 | 0 | Approved | 10/12/2018 | 2/5/2026
32A | 0006839 | Bromic | RT-78L(1R) | 32A(i): A refrigerated display cabinet (RDC) or a gelato or ice-cream scooping cabinet | Class 7 |  | IRV | 20.2569 | 3.0605 | 0.66 | 0 | Approved | 10/12/2018 | 2/5/2026
32A | 0006840 | Bromic | RT-98L | 32A(i): A refrigerated display cabinet (RDC) or a gelato or ice-cream scooping cabinet | Class 7 |  | IRV | 20.4082 | 3.3839 | 0.82 | 0 | Approved | 10/12/2018 | 2/5/2026
32A | 0006841 | Bromic | RT-98L(1R) | 32A(i): A refrigerated display cabinet (RDC) or a gelato or ice-cream scooping cabinet | Class 7 |  | IRV | 21.1327 | 3.5016 | 0.82 | 0 | Approved | 10/12/2018 | 2/5/2026
32A | 0006842 | Hoshizaki | RTC-125DEA-GN-4D | 32A(iii): A refrigerated storage cabinet (RSC) | Class 3 | ND | SRH | 51.4607 | 3.01 | 0 | 135 | Approved | 10/12/2018 | 2/5/2026
32A | 0006843 | Hoshizaki | RTC-125DEA-GN-6D | 32A(iii): A refrigerated storage cabinet (RSC) | Class 3 | ND | SRH | 52.7703 | 3.06 | 0 | 127.8 | Approved | 10/12/2018 | 2/5/2026
32A | 0006844 | Hoshizaki | RTC-167DEA-GN-6D | 32A(iii): A refrigerated storage cabinet (RSC) | Class 3 | ND | SRH | 68.1788 | 4.31 | 0 | 202.5 | Approved | 10/12/2018 | 2/5/2026
32A | 0006845 | Hoshizaki | RTC-167DEA-GN-9D | 32A(iii): A refrigerated storage cabinet (RSC) | Class 3 | ND | SRH | 69.9648 | 4.37 | 0 | 191.7 | Approved | 10/12/2018 | 2/5/2026
32A | 0006846 | Hoshizaki | RTC-90DEA-GN-2D | 32A(iii): A refrigerated storage cabinet (RSC) | Class 3 | ND | SRH | 37.5702 | 2.02 | 0 | 67.5 | Approved | 10/12/2018 | 2/5/2026
32A | 0006847 | Hoshizaki | RTC-90DEA-GN-3D | 32A(iii): A refrigerated storage cabinet (RSC) | Class 3 | ND | SRH | 37.7472 | 2.02 | 0 | 63.9 | Approved | 10/12/2018 | 2/5/2026
32A | 0006848 | Hoshizaki | RTE-120SDA-GN | 32A(iii): A refrigerated storage cabinet (RSC) | Class 3 | HD | SRH | 42.8184 | 2.61 | 0 | 170.2 | Approved | 10/12/2018 | 2/5/2026
32A | 0006849 | Hoshizaki | RTE-120SDA-GN-ML | 32A(iii): A refrigerated storage cabinet (RSC) | Class 3 | HD | SRH | 44.2949 | 2.7 | 0 | 170.2 | Approved | 10/12/2018 | 2/5/2026
32A | 0006850 | Hoshizaki | RTE-170SDA-GN | 32A(iii): A refrigerated storage cabinet (RSC) | Class 3 | HD | SRH | 48.1128 | 3.22 | 0 | 255.5 | Approved | 10/12/2018 | 2/5/2026
32A | 0006851 | Hoshizaki | RTE-170SDA-GN-ML | 32A(iii): A refrigerated storage cabinet (RSC) | Class 3 | HD | SRH | 49.3082 | 3.3 | 0 | 255.5 | Approved | 10/12/2018 | 2/5/2026
32A | 0006852 | Hoshizaki | RTL-140DDAC-AUS | 32A(iii): A refrigerated storage cabinet (RSC) | Class 3 | HD | SRH | 75.4563 | 4.16 | 0 | 87 | Approved | 10/12/2018 | 2/5/2026
32A | 0006853 | Hoshizaki | RTL-98DDAC-AUS | 32A(iii): A refrigerated storage cabinet (RSC) | Class 3 | HD | SRH | 57.213 | 2.98 | 0 | 43.5 | Approved | 10/12/2018 | 9/7/2026
32A | 0006854 | Hussmann | S122- | 32A(i): A refrigerated display cabinet (RDC) or a gelato or ice-cream scooping cabinet | Class 14 |  | RRV | 63.5634 | 25.741 | 3.45 | 0 | Approved | 10/12/2018 | 14/5/2026
32A | 0006855 | Hussmann | S122-4 | 32A(i): A refrigerated display cabinet (RDC) or a gelato or ice-cream scooping cabinet | Class 14 |  | RRV | 63.5634 | 25.741 | 3.45 | 0 | Approved | 10/12/2018 | 14/5/2026
32A | 0006856 | Hussmann | S122-6 | 32A(i): A refrigerated display cabinet (RDC) or a gelato or ice-cream scooping cabinet | Class 14 |  | RRV | 63.5634 | 25.741 | 3.45 | 0 | Approved | 10/12/2018 | 14/5/2026
32A | 0006857 | Hussmann | RLTM3 | 32A(i): A refrigerated display cabinet (RDC) or a gelato or ice-cream scooping cabinet | Class 15 |  | RFV | 61.3848 | 44.481 | 3.706 | 0 | Approved | 10/12/2018 | 7/10/2026
32A | 0006858 | Hussmann | RL-5 | 32A(i): A refrigerated display cabinet (RDC) or a gelato or ice-cream scooping cabinet | Class 15 |  | RFV | 59.0284 | 68.139 | 5.961 | 0 | Approved | 10/12/2018 | 16/6/2025
32A | 0006859 | Hussmann | RLA-2 | 32A(i): A refrigerated display cabinet (RDC) or a gelato or ice-cream scooping cabinet | Class 15 |  | RFV | 61.1449 | 28.543 | 2.364 | 0 | Approved | 10/12/2018 | 2/5/2026
32A | 0006860 | Hussmann | RLA-3 | 32A(i): A refrigerated display cabinet (RDC) or a gelato or ice-cream scooping cabinet | Class 15 |  | RFV | 61.6814 | 42.815 | 3.546 | 0 | Approved | 10/12/2018 | 2/5/2026
32A | 0006861 | Hussmann | RLA-4 | 32A(i): A refrigerated display cabinet (RDC) or a gelato or ice-cream scooping cabinet | Class 15 |  | RFV | 62.0928 | 57.086 | 4.728 | 0 | Approved | 10/12/2018 | 2/5/2026
32A | 0006862 | Hussmann | RLA-5 | 32A(i): A refrigerated display cabinet (RDC) or a gelato or ice-cream scooping cabinet | Class 15 |  | RFV | 62.3335 | 71.358 | 5.91 | 0 | Approved | 10/12/2018 | 2/5/2026
32A | 0006863 | Bonnet Neve | ROCK ECO | 32A(i): A refrigerated display cabinet (RDC) or a gelato or ice-cream scooping cabinet | Class 14 |  | RRV | 45.1908 | 25.62 | 5.23 | 0 | Approved | 10/12/2018 | 2/5/2026
32A | 0006864 | Bonnet Neve | ROCK ECO 125 | 32A(i): A refrigerated display cabinet (RDC) or a gelato or ice-cream scooping cabinet | Class 14 |  | RRV | 45.1908 | 25.62 | 5.23 | 0 | Approved | 10/12/2018 | 2/5/2026
32A | 0006865 | Bonnet Neve | ROCK ECO 188 | 32A(i): A refrigerated display cabinet (RDC) or a gelato or ice-cream scooping cabinet | Class 14 |  | RRV | 45.1908 | 25.62 | 5.23 | 0 | Approved | 10/12/2018 | 2/5/2026
32A | 0006866 | Bonnet Neve | ROCK ECO 250 | 32A(i): A refrigerated display cabinet (RDC) or a gelato or ice-cream scooping cabinet | Class 14 |  | RRV | 45.1908 | 25.62 | 5.23 | 0 | Approved | 10/12/2018 | 2/5/2026
32A | 0006867 | Bonnet Neve | ROCK ECO 375 | 32A(i): A refrigerated display cabinet (RDC) or a gelato or ice-cream scooping cabinet | Class 14 |  | RRV | 45.1908 | 25.62 | 5.23 | 0 | Approved | 10/12/2018 | 2/5/2026
32A | 0006868 | Skope | RF6.UBF.1.SD | 32A(iii): A refrigerated storage cabinet (RSC) | Class 4 | ND | SFH | 60.3149 | 4.84 | 0 | 94 | Approved | 10/12/2018 | 28/5/2026
32A | 0006869 | Skope | RF6.UBR.1.SD | 32A(iii): A refrigerated storage cabinet (RSC) | Class 3 | ND | SRH | 23.7916 | 1.3 | 0 | 80 | Approved | 10/12/2018 | 2/5/2026
32A | 0006870 | Skope | RF7.UBF.2.SD | 32A(iii): A refrigerated storage cabinet (RSC) | Class 4 | HD | SFH | 74.508 | 7.27 | 0 | 202.3 | Approved | 10/12/2018 | 2/5/2026
32A | 0006871 | Skope | RF7.UBR.2.D6 | 32A(iii): A refrigerated storage cabinet (RSC) | Class 3 | ND | SRH | 42.8037 | 2.37 | 0 | 90.4 | Approved | 10/12/2018 | 2/5/2026
32A | 0006872 | Skope | RF7.UBR.2.GD | 32A(iii): A refrigerated storage cabinet (RSC) | Class 3 | ND | SRH | 37.8151 | 2.39 | 0 | 202.3 | Approved | 10/12/2018 | 2/5/2026
32A | 0006873 | Skope | RF7.UBR.2.SD | 32A(iii): A refrigerated storage cabinet (RSC) | Class 3 | HD | SRH | 29.4294 | 1.86 | 0 | 202.3 | Approved | 10/12/2018 | 2/5/2026
32A | 0006874 | Skope | RF7.UBR.3.D9 | 32A(iii): A refrigerated storage cabinet (RSC) | Class 3 | ND | SRH | 55.8726 | 3.27 | 0 | 135.5 | Approved | 10/12/2018 | 2/5/2026
32A | 0006875 | Skope | RF7.UBR.3.GD | 32A(iii): A refrigerated storage cabinet (RSC) | Class 3 | ND | SRH | 52.8121 | 3.77 | 0 | 319.2 | Approved | 10/12/2018 | 2/5/2026
32A | 0006876 | Skope | RF7.UBR.3.SD | 32A(iii): A refrigerated storage cabinet (RSC) | Class 3 | HD | SRH | 39.3639 | 2.81 | 0 | 319.2 | Approved | 10/12/2018 | 2/5/2026
32A | 0006877 | Skope | RF7.UBR.4.SD | 32A(iii): A refrigerated storage cabinet (RSC) | Class 3 | HD | SRH | 47.3807 | 3.77 | 0 | 436.1 | Approved | 10/12/2018 | 2/5/2026
32A | 0006878 | Skope | RF7.UPR.1.SD | 32A(iii): A refrigerated storage cabinet (RSC) | Class 9 | HD | SRV | 60.6015 | 2 | 0 | 362.5 | Approved | 10/12/2018 | 2/5/2026
32A | 0006879 | Skope | RF7.UPR.2.SD | 32A(iii): A refrigerated storage cabinet (RSC) | Class 9 | HD | SRV | 80.2527 | 3.91 | 0 | 711.7 | Approved | 10/12/2018 | 2/5/2026
32A | 0006880 | Skope | RF8.CBR.1.2D | 32A(iii): A refrigerated storage cabinet (RSC) | Class 3 | HD | SRH | 48.7917 | 2.54 | 0 | 43.1 | Approved | 10/12/2018 | 3/9/2026
32A | 0006881 | Skope | RF8.CBR.2.4D | 32A(iii): A refrigerated storage cabinet (RSC) | Class 3 | HD | SRH | 76.8248 | 4.4 | 0 | 117.6 | Approved | 10/12/2018 | 2/9/2026
32A | 0006882 | EPTA | Rhino HD 22 250 | 32A(i): A refrigerated display cabinet (RDC) or a gelato or ice-cream scooping cabinet | Class 14 |  | RRV | 66.3444 | 37.19 | 5.16 | 0 | Approved | 10/12/2018 | 21/9/2026
32A | 0006883 | EPTA | Rhino HD 22 375 | 32A(i): A refrigerated display cabinet (RDC) or a gelato or ice-cream scooping cabinet | Class 14 |  | RRV | 70.1461 | 55.79 | 7.74 | 0 | Approved | 10/12/2018 | 7/10/2026
32A | 0006884 | Hussmann | RL1-5 | 32A(i): A refrigerated display cabinet (RDC) or a gelato or ice-cream scooping cabinet | Class 15 |  | RFV | 59.0284 | 68.139 | 5.961 | 0 | Approved | 10/12/2018 | 16/6/2025
32A | 0006885 | EPTA | OFC Large | 32A(i): A refrigerated display cabinet (RDC) or a gelato or ice-cream scooping cabinet | Class 7 |  | IRV | 52.163 | 7.5 | 0.583 | 0 | Approved | 10/12/2018 | 2/5/2026
32A | 0006886 | Polar Refrigeration | Polar Refrigerator (class 3) | 32A(iii): A refrigerated storage cabinet (RSC) | Class 3 | ND | SRH | 22.4505 | 1.2 | 0 | 63 | Approved | 10/12/2018 | 7/10/2026
32A | 0006887 | Hussmann | RL-3 | 32A(i): A refrigerated display cabinet (RDC) or a gelato or ice-cream scooping cabinet | Class 15 |  | RFV | 58.4184 | 40.884 | 3.577 | 0 | Approved | 10/12/2018 | 19/7/2026
32A | 0006888 | Red Bull | RB-BC 2020 ECO LED HotCtry | 32A(i): A refrigerated display cabinet (RDC) or a gelato or ice-cream scooping cabinet | Class 7 |  | IRV | 10.6838 | 1.053 | 0.08 | 0 | Approved | 10/12/2018 | 2/5/2026
32A | 0006889 | Red Bull | RB-CCV2 ECO | 32A(i): A refrigerated display cabinet (RDC) or a gelato or ice-cream scooping cabinet | Class 1 |  | IRH | 14.1967 | 0.57 | 0.09 | 0 | Approved | 10/12/2018 | 14/10/2026
32A | 0006890 | Red Bull | RB-GDC BABY ECO LED | 32A(i): A refrigerated display cabinet (RDC) or a gelato or ice-cream scooping cabinet | Class 7 |  | IRV | 6.6138 | 0.65 | 0.08 | 0 | Approved | 10/12/2018 | 2/5/2026
32A | 0006891 | Red Bull | RB-SMC ECO | 32A(i): A refrigerated display cabinet (RDC) or a gelato or ice-cream scooping cabinet | Class 7 |  | IRV | 12.2378 | 1.471 | 0.32 | 0 | Approved | 10/12/2018 | 2/5/2026
32A | 0006892 | Red Bull | RB-SMC ECO CCR | 32A(i): A refrigerated display cabinet (RDC) or a gelato or ice-cream scooping cabinet | Class 7 |  | IRV | 12.2378 | 1.471 | 0.32 | 0 | Approved | 10/12/2018 | 2/5/2026
32A | 0006893 | Red Bull | RB-SMC ECO CCR Unbr. | 32A(i): A refrigerated display cabinet (RDC) or a gelato or ice-cream scooping cabinet | Class 7 |  | IRV | 12.2378 | 1.471 | 0.32 | 0 | Approved | 10/12/2018 | 2/5/2026
32A | 0006894 | Red Bull | RB-SMC ECO Unbr. | 32A(i): A refrigerated display cabinet (RDC) or a gelato or ice-cream scooping cabinet | Class 7 |  | IRV | 12.2378 | 1.471 | 0.32 | 0 | Approved | 10/12/2018 | 2/5/2026
32A | 0006895 | Red Bull | RB-SOFC ECO LED | 32A(i): A refrigerated display cabinet (RDC) or a gelato or ice-cream scooping cabinet | Class 7 |  | IRV | 28.0299 | 3.52 | 0.38 | 0 | Approved | 10/12/2018 | 2/5/2026
32A | 0006896 | Red Bull | RB-SOFC ECO LED CCR | 32A(i): A refrigerated display cabinet (RDC) or a gelato or ice-cream scooping cabinet | Class 7 |  | IRV | 28.0299 | 3.52 | 0.38 | 0 | Approved | 10/12/2018 | 2/5/2026
32A | 0006897 | Red Bull | RB-SOFC ECO LED CCR Unbr. | 32A(i): A refrigerated display cabinet (RDC) or a gelato or ice-cream scooping cabinet | Class 7 |  | IRV | 28.0299 | 3.52 | 0.38 | 0 | Approved | 10/12/2018 | 2/5/2026
32A | 0006898 | Red Bull | RB-SOFC ECO LED Unbr. | 32A(i): A refrigerated display cabinet (RDC) or a gelato or ice-cream scooping cabinet | Class 7 |  | IRV | 28.0299 | 3.52 | 0.38 | 0 | Approved | 10/12/2018 | 2/5/2026
32A | 0006899 | Festive | RC12 | 32A(i): A refrigerated display cabinet (RDC) or a gelato or ice-cream scooping cabinet | Class 7 |  | IRV | 62.1624 | 13.35 | 1.36 | 0 | Approved | 10/12/2018 | 4/5/2026
32A | 0006900 | Festive | RC15 | 32A(i): A refrigerated display cabinet (RDC) or a gelato or ice-cream scooping cabinet | Class 7 |  | IRV | 70.9796 | 16.6 | 1.57 | 0 | Approved | 10/12/2018 | 2/5/2026
32A | 0006901 | Festive | RC18 | 32A(i): A refrigerated display cabinet (RDC) or a gelato or ice-cream scooping cabinet | Class 7 |  | IRV | 60.5121 | 12.5 | 1.27 | 0 | Approved | 10/12/2018 | 2/5/2026
32A | 0006902 | Festive | RC9 | 32A(i): A refrigerated display cabinet (RDC) or a gelato or ice-cream scooping cabinet | Class 7 |  | IRV | 45.0402 | 9.14 | 1.23 | 0 | Approved | 10/12/2018 | 4/6/2026
32A | 0006903 | IDW | RCM-77 | 32A(i): A refrigerated display cabinet (RDC) or a gelato or ice-cream scooping cabinet | Class 1 |  | IRH | 28.1517 | 1.153 | 0.111 | 0 | Approved | 10/12/2018 | 2/5/2026
32A | 0006904 | IDW | RCM-77-N14NI | 32A(i): A refrigerated display cabinet (RDC) or a gelato or ice-cream scooping cabinet | Class 1 |  | IRH | 28.1517 | 1.153 | 0.111 | 0 | Approved | 10/12/2018 | 2/5/2026
32A | 0006905 | True Manufacturing | Professional Undercounted Cabinet | 32A(iii): A refrigerated storage cabinet (RSC) | Class 3 | HD | SRH | 20.9988 | 1.236 | 0 | 143 | Approved | 10/12/2018 | 2/5/2026
32A | 0006906 | ISA | Panda 100-205 Plug-In TN 250 | 32A(i): A refrigerated display cabinet (RDC) or a gelato or ice-cream scooping cabinet | Class 7 |  | IRV | 35.147 | 15.8 | 3.938 | 0 | Approved | 10/12/2018 | 2/5/2026
32A | 0006907 | AHT | PARIS 185 | 32A(i): A refrigerated display cabinet (RDC) or a gelato or ice-cream scooping cabinet | Class 2 |  | IFH | 36.4286 | 5.1 | 1 | 0 | Approved | 10/12/2018 | 13/8/2025
32A | 0006908 | AHT | PARIS 185 (-) | 32A(i): A refrigerated display cabinet (RDC) or a gelato or ice-cream scooping cabinet | Class 2 |  | IFH | 36.4286 | 5.1 | 1 | 0 | Approved | 10/12/2018 | 13/8/2025
32A | 0006909 | AHT | PARIS 185 (-) AD | 32A(i): A refrigerated display cabinet (RDC) or a gelato or ice-cream scooping cabinet | Class 2 |  | IFH | 36.4286 | 5.1 | 1 | 0 | Approved | 10/12/2018 | 13/8/2025
32A | 0006910 | AHT | PARIS 185 (-) VS AD | 32A(i): A refrigerated display cabinet (RDC) or a gelato or ice-cream scooping cabinet | Class 2 |  | IFH | 36.4286 | 5.1 | 1 | 0 | Approved | 10/12/2018 | 13/8/2025
32A | 0006911 | AHT | PARIS 185 (U) | 32A(i): A refrigerated display cabinet (RDC) or a gelato or ice-cream scooping cabinet | Class 2 |  | IFH | 36.4286 | 5.1 | 1 | 0 | Approved | 10/12/2018 | 13/8/2025
32A | 0006912 | AHT | PARIS 185 (U) AD | 32A(i): A refrigerated display cabinet (RDC) or a gelato or ice-cream scooping cabinet | Class 2 |  | IFH | 36.4286 | 5.1 | 1 | 0 | Approved | 10/12/2018 | 13/8/2025
32A | 0006913 | AHT | PARIS 185 (U) VS AD | 32A(i): A refrigerated display cabinet (RDC) or a gelato or ice-cream scooping cabinet | Class 2 |  | IFH | 36.4286 | 5.1 | 1 | 0 | Approved | 10/12/2018 | 13/8/2025
32A | 0006914 | IARP | PASSION 130 | 32A(i): A refrigerated display cabinet (RDC) or a gelato or ice-cream scooping cabinet | Class 2 |  | IFH | 64.0854 | 9.6 | 1.1 | 0 | Approved | 10/12/2018 | 2/5/2026
32A | 0006915 | Kaplanlar | Opal Cake PL 1250 | 32A(i): A refrigerated display cabinet (RDC) or a gelato or ice-cream scooping cabinet | Class 7 |  | IRV | 42.273 | 8.54 | 1.22 | 0 | Approved | 10/12/2018 | 2/5/2026
32A | 0006916 | Kaplanlar | Opal Cake PL 1660 | 32A(i): A refrigerated display cabinet (RDC) or a gelato or ice-cream scooping cabinet | Class 7 |  | IRV | 44.5876 | 10.59 | 1.61 | 0 | Approved | 10/12/2018 | 2/5/2026
32A | 0006917 | Kaplanlar | Opal Cake PL 937,5 | 32A(i): A refrigerated display cabinet (RDC) or a gelato or ice-cream scooping cabinet | Class 7 |  | IRV | 39.756 | 6.91 | 0.91 | 0 | Approved | 10/12/2018 | 2/5/2026
32A | 0006918 | EPTA | MULTIFREEZE PLUS 1D | 32A(i): A refrigerated display cabinet (RDC) or a gelato or ice-cream scooping cabinet | Class 8 |  | IFV | 37.6204 | 7.5 | 0.965 | 0 | Approved | 10/12/2018 | 2/5/2026
32A | 0006919 | EPTA | MULTIFREEZE PLUS 2D | 32A(i): A refrigerated display cabinet (RDC) or a gelato or ice-cream scooping cabinet | Class 8 |  | IFV | 48.3581 | 18.6 | 1.93 | 0 | Approved | 10/12/2018 | 2/5/2026
32A | 0006920 | EPTA | MULTIFREEZE PLUS 3D | 32A(i): A refrigerated display cabinet (RDC) or a gelato or ice-cream scooping cabinet | Class 8 |  | IFV | 42.1127 | 24 | 2.895 | 0 | Approved | 10/12/2018 | 2/5/2026
32A | 0006921 | LJW Australia | LJW1120ECO | 32A(i): A refrigerated display cabinet (RDC) or a gelato or ice-cream scooping cabinet | Class 7 |  | IRV | 15.9956 | 3.77 | 1.59 | 0 | Approved | 10/12/2018 | 10/9/2026
32A | 0006922 | Williams Refrigeration | LO1US | 32A(iii): A refrigerated storage cabinet (RSC) | Class 4 | ND | SFH | 65.0853 | 5.522 | 0 | 122.54 | Approved | 10/12/2018 | 2/5/2026
32A | 0006923 | Williams Refrigeration | LO2US | 32A(iii): A refrigerated storage cabinet (RSC) | Class 4 | ND | SFH | 64.5313 | 7.067 | 0 | 277.21 | Approved | 10/12/2018 | 2/5/2026
32A | 0006924 | EPTA | MULTIFRESCO PLUS 125 | 32A(i): A refrigerated display cabinet (RDC) or a gelato or ice-cream scooping cabinet | Class 7 |  | IRV | 27.4725 | 6 | 1.4 | 0 | Approved | 10/12/2018 | 2/5/2026
32A | 0006925 | EPTA | MULTIFRESCO PLUS 188 | 32A(i): A refrigerated display cabinet (RDC) or a gelato or ice-cream scooping cabinet | Class 8 |  | IFV | 30.1312 | 8.5 | 2.1 | 0 | Approved | 10/12/2018 | 2/5/2026
32A | 0006926 | EPTA | MULTIFRESCO PLUS 250 | 32A(i): A refrigerated display cabinet (RDC) or a gelato or ice-cream scooping cabinet | Class 14 |  | RRV | 34.7021 | 12 | 2.8 | 0 | Approved | 10/12/2018 | 2/5/2026
32A | 0006927 | EPTA | MULTIFRESH PLUS 125 | 32A(i): A refrigerated display cabinet (RDC) or a gelato or ice-cream scooping cabinet | Class 7 |  | IRV | 25.0095 | 6.6 | 1.904 | 0 | Approved | 10/12/2018 | 2/5/2026
32A | 0006928 | EPTA | MULTIFRESH PLUS 188 | 32A(i): A refrigerated display cabinet (RDC) or a gelato or ice-cream scooping cabinet | Class 7 |  | IRV | 25.622 | 9 | 2.856 | 0 | Approved | 10/12/2018 | 2/5/2026
32A | 0006929 | EPTA | MULTIFRESH PLUS 250 | 32A(i): A refrigerated display cabinet (RDC) or a gelato or ice-cream scooping cabinet | Class 7 |  | IRV | 24.2169 | 10.6 | 3.808 | 0 | Approved | 10/12/2018 | 2/5/2026
32A | 0006930 | EPTA | MULTIFRESH PLUS EFFICIA 125 | 32A(i): A refrigerated display cabinet (RDC) or a gelato or ice-cream scooping cabinet | Class 7 |  | IRV | 25.0095 | 6.6 | 1.904 | 0 | Approved | 10/12/2018 | 2/5/2026
32A | 0006931 | EPTA | MULTIFRESH PLUS EFFICIA 188 | 32A(i): A refrigerated display cabinet (RDC) or a gelato or ice-cream scooping cabinet | Class 7 |  | IRV | 25.622 | 9 | 2.856 | 0 | Approved | 10/12/2018 | 2/5/2026
32A | 0006932 | EPTA | MULTIFRESH PLUS EFFICIA 250 | 32A(i): A refrigerated display cabinet (RDC) or a gelato or ice-cream scooping cabinet | Class 7 |  | IRV | 24.2169 | 10.6 | 3.808 | 0 | Approved | 10/12/2018 | 2/5/2026
32A | 0006933 | EPTA | MULTIFRESH PLUS MODULAR 125 | 32A(i): A refrigerated display cabinet (RDC) or a gelato or ice-cream scooping cabinet | Class 7 |  | IRV | 25.0095 | 6.6 | 1.904 | 0 | Approved | 10/12/2018 | 2/5/2026
32A | 0006934 | EPTA | MULTIFRESH PLUS MODULAR 188 | 32A(i): A refrigerated display cabinet (RDC) or a gelato or ice-cream scooping cabinet | Class 7 |  | IRV | 25.622 | 9 | 2.856 | 0 | Approved | 10/12/2018 | 2/5/2026
32A | 0006935 | EPTA | MULTIFRESH PLUS MODULAR 250 | 32A(i): A refrigerated display cabinet (RDC) or a gelato or ice-cream scooping cabinet | Class 7 |  | IRV | 24.2169 | 10.6 | 3.808 | 0 | Approved | 10/12/2018 | 2/5/2026
32A | 0006936 | EPTA | MULTITINY PLUS 125 | 32A(i): A refrigerated display cabinet (RDC) or a gelato or ice-cream scooping cabinet | Class 14 |  | RRV | 25.0626 | 6.5 | 1.85 | 0 | Approved | 10/12/2018 | 2/5/2026
32A | 0006937 | Mafirol | MURAL CRONUS 1250 FV | 32A(i): A refrigerated display cabinet (RDC) or a gelato or ice-cream scooping cabinet | Class 7 |  | IRV | 80.727 | 19.1 | 1.6 | 0 | Approved | 10/12/2018 | 23/9/2026
32A | 0006938 | Mafirol | MURAL CRONUS INOX 1250 FV L-C | 32A(i): A refrigerated display cabinet (RDC) or a gelato or ice-cream scooping cabinet | Class 7 |  | IRV | 80.727 | 19.1 | 1.6 | 0 | Approved | 10/12/2018 | 23/9/2026
32A | 0006939 | Mafirol | MURAL CRONUS PINTADO 1250 FV L-C | 32A(i): A refrigerated display cabinet (RDC) or a gelato or ice-cream scooping cabinet | Class 7 |  | IRV | 80.727 | 19.1 | 1.6 | 0 | Approved | 10/12/2018 | 23/9/2026
32A | 0006940 | Mafirol | MURAL CRONUS PLUS 1250 FV | 32A(i): A refrigerated display cabinet (RDC) or a gelato or ice-cream scooping cabinet | Class 7 |  | IRV | 72.1787 | 17.8 | 1.71 | 0 | Approved | 10/12/2018 | 11/6/2026
32A | 0006941 | Mafirol | MURAL CRONUS PLUS 2500 FV | 32A(i): A refrigerated display cabinet (RDC) or a gelato or ice-cream scooping cabinet | Class 7 |  | IRV | 71.1054 | 28.6 | 3.42 | 0 | Approved | 10/12/2018 | 2/5/2026
32A | 0006942 | Mafirol | MURAL CRONUS PLUS INOX 1250 FV L-C | 32A(i): A refrigerated display cabinet (RDC) or a gelato or ice-cream scooping cabinet | Class 7 |  | IRV | 72.1787 | 17.8 | 1.71 | 0 | Approved | 10/12/2018 | 11/6/2026
32A | 0006943 | Mafirol | MURAL CRONUS PLUS INOX 2500 FV L-C | 32A(i): A refrigerated display cabinet (RDC) or a gelato or ice-cream scooping cabinet | Class 7 |  | IRV | 71.1054 | 28.6 | 3.42 | 0 | Approved | 10/12/2018 | 2/5/2026
32A | 0006944 | Mafirol | MURAL CRONUS PLUS PINTADO 1250 FV L-C | 32A(i): A refrigerated display cabinet (RDC) or a gelato or ice-cream scooping cabinet | Class 7 |  | IRV | 72.1787 | 17.8 | 1.71 | 0 | Approved | 10/12/2018 | 11/6/2026
32A | 0006945 | Mafirol | MURAL CRONUS PLUS PINTADO 2500 FV L-C | 32A(i): A refrigerated display cabinet (RDC) or a gelato or ice-cream scooping cabinet | Class 7 |  | IRV | 71.1054 | 28.6 | 3.42 | 0 | Approved | 10/12/2018 | 2/5/2026
32A | 0006946 | Mafirol | MURAL ULTAR PORTAS 1250 FV L-C | 32A(i): A refrigerated display cabinet (RDC) or a gelato or ice-cream scooping cabinet | Class 7 |  | IRV | 30.0672 | 7.875 | 1.88 | 0 | Approved | 10/12/2018 | 4/8/2026
32A | 0006947 | Mafirol | MURAL ULTAR PORTAS 1875 FV L-C | 32A(i): A refrigerated display cabinet (RDC) or a gelato or ice-cream scooping cabinet | Class 7 |  | IRV | 27.9903 | 9.733 | 2.82 | 0 | Approved | 10/12/2018 | 5/8/2026
32A | 0006948 | Mafirol | MURAL ULTAR PORTAS 2500 FV L-C | 32A(i): A refrigerated display cabinet (RDC) or a gelato or ice-cream scooping cabinet | Class 7 |  | IRV | 32.159 | 13.928 | 3.76 | 0 | Approved | 10/12/2018 | 9/8/2026
32A | 0006949 | Everdure | NBC208SS | 32A(i): A refrigerated display cabinet (RDC) or a gelato or ice-cream scooping cabinet | Class 7 |  | IRV | 20.6896 | 2.73 | 0.45 | 0 | Approved | 10/12/2018 | 14/10/2026
32A | 0006950 | Everdure | NBC208SSDE | 32A(i): A refrigerated display cabinet (RDC) or a gelato or ice-cream scooping cabinet | Class 7 |  | IRV | 20.6896 | 2.73 | 0.45 | 0 | Approved | 10/12/2018 | 14/10/2026
32A | 0006951 | Everdure | NBC208SSUK | 32A(i): A refrigerated display cabinet (RDC) or a gelato or ice-cream scooping cabinet | Class 7 |  | IRV | 20.6896 | 2.73 | 0.45 | 0 | Approved | 10/12/2018 | 14/10/2026
32A | 0006952 | ISA | Oblique 125 SFX TN H150 | 32A(i): A refrigerated display cabinet (RDC) or a gelato or ice-cream scooping cabinet | Class 7 |  | IRV | 53.4188 | 10.5 | 1.161 | 0 | Approved | 10/12/2018 | 2/5/2026
32A | 0006953 | ISA | Oblique 125 SFX TN H205 | 32A(i): A refrigerated display cabinet (RDC) or a gelato or ice-cream scooping cabinet | Class 7 |  | IRV | 60.8744 | 15.4 | 1.785 | 0 | Approved | 10/12/2018 | 2/5/2026
32A | 0006954 | ISA | Oblique 188 SFX TN H150 | 32A(i): A refrigerated display cabinet (RDC) or a gelato or ice-cream scooping cabinet | Class 7 |  | IRV | 63.9361 | 16 | 1.751 | 0 | Approved | 10/12/2018 | 2/5/2026
32A | 0006955 | ISA | Oblique 188 SFX TN H205 | 32A(i): A refrigerated display cabinet (RDC) or a gelato or ice-cream scooping cabinet | Class 7 |  | IRV | 68.4952 | 23 | 2.692 | 0 | Approved | 10/12/2018 | 2/5/2026
32A | 0006956 | ISA | Oblique 94 SFX TN H150 | 32A(i): A refrigerated display cabinet (RDC) or a gelato or ice-cream scooping cabinet | Class 7 |  | IRV | 52.607 | 9 | 0.876 | 0 | Approved | 10/12/2018 | 2/5/2026
32A | 0006957 | ISA | Oblique 94 SFX TN H205 | 32A(i): A refrigerated display cabinet (RDC) or a gelato or ice-cream scooping cabinet | Class 7 |  | IRV | 60.7903 | 13 | 1.347 | 0 | Approved | 10/12/2018 | 2/5/2026
32A | 0006958 | Hussmann | MPD216-4 | 32A(i): A refrigerated display cabinet (RDC) or a gelato or ice-cream scooping cabinet | Class 14 |  | RRV | 35.3038 | 16.768 | 4.218 | 0 | Approved | 10/12/2018 | 2/5/2026
32A | 0006959 | Hussmann | MPD216-6 | 32A(i): A refrigerated display cabinet (RDC) or a gelato or ice-cream scooping cabinet | Class 14 |  | RRV | 37.7194 | 25.164 | 6.327 | 0 | Approved | 10/12/2018 | 3/5/2026
32A | 0006960 | Hussmann | MPD218-2 | 32A(i): A refrigerated display cabinet (RDC) or a gelato or ice-cream scooping cabinet | Class 14 |  | RRV | 40.4106 | 20.633 | 4.61 | 0 | Approved | 10/12/2018 | 17/8/2025
32A | 0006961 | Hussmann | MPD218-3 | 32A(i): A refrigerated display cabinet (RDC) or a gelato or ice-cream scooping cabinet | Class 14 |  | RRV | 40.4106 | 20.633 | 4.61 | 0 | Approved | 10/12/2018 | 17/8/2025
32A | 0006962 | Hussmann | MPD218-4 | 32A(i): A refrigerated display cabinet (RDC) or a gelato or ice-cream scooping cabinet | Class 14 |  | RRV | 40.4106 | 20.633 | 4.61 | 0 | Approved | 10/12/2018 | 17/8/2025
32A | 0006963 | Hussmann | MPD218-6 | 32A(i): A refrigerated display cabinet (RDC) or a gelato or ice-cream scooping cabinet | Class 14 |  | RRV | 42.9432 | 30.95 | 6.915 | 0 | Approved | 10/12/2018 | 17/8/2025
32A | 0006964 | Hussmann | MPD219-3 | 32A(i): A refrigerated display cabinet (RDC) or a gelato or ice-cream scooping cabinet | Class 14 |  | RRV | 39.1441 | 28.392 | 6.97 | 0 | Approved | 10/12/2018 | 1/6/2026
32A | 0006965 | Hussmann | MPD219-4 | 32A(i): A refrigerated display cabinet (RDC) or a gelato or ice-cream scooping cabinet | Class 14 |  | RRV | 39.1441 | 28.392 | 6.97 | 0 | Approved | 10/12/2018 | 1/6/2026
32A | 0006966 | Hussmann | MPD219-5 | 32A(i): A refrigerated display cabinet (RDC) or a gelato or ice-cream scooping cabinet | Class 14 |  | RRV | 39.1441 | 28.392 | 6.97 | 0 | Approved | 10/12/2018 | 1/6/2026
32A | 0006967 | Hussmann | MPD219-6 | 32A(i): A refrigerated display cabinet (RDC) or a gelato or ice-cream scooping cabinet | Class 14 |  | RRV | 39.1441 | 28.392 | 6.97 | 0 | Approved | 10/12/2018 | 1/6/2026
32A | 0006968 | Hussmann | MPH216-2 | 32A(i): A refrigerated display cabinet (RDC) or a gelato or ice-cream scooping cabinet | Class 14 |  | RRV | 45.5066 | 20.253 | 3.893 | 0 | Approved | 10/12/2018 | 2/5/2026
32A | 0006969 | Hussmann | MPH216-3 | 32A(i): A refrigerated display cabinet (RDC) or a gelato or ice-cream scooping cabinet | Class 14 |  | RRV | 45.5066 | 20.253 | 3.893 | 0 | Approved | 10/12/2018 | 2/5/2026
32A | 0006970 | Hussmann | MPH216-4 | 32A(i): A refrigerated display cabinet (RDC) or a gelato or ice-cream scooping cabinet | Class 14 |  | RRV | 45.5066 | 20.253 | 3.893 | 0 | Approved | 10/12/2018 | 2/5/2026
32A | 0006971 | Hussmann | MPH216-6 | 32A(i): A refrigerated display cabinet (RDC) or a gelato or ice-cream scooping cabinet | Class 14 |  | RRV | 48.5348 | 30.212 | 5.839 | 0 | Approved | 10/12/2018 | 2/5/2026
32A | 0006972 | Hussmann | MPS116-2 | 32A(i): A refrigerated display cabinet (RDC) or a gelato or ice-cream scooping cabinet | Class 14 |  | RRV | 37.4197 | 17.056 | 4.008 | 0 | Approved | 10/12/2018 | 17/8/2025
32A | 0006973 | Hussmann | MPS116-3 | 32A(i): A refrigerated display cabinet (RDC) or a gelato or ice-cream scooping cabinet | Class 14 |  | RRV | 37.4197 | 17.056 | 4.008 | 0 | Approved | 10/12/2018 | 17/8/2025
32A | 0006974 | Hussmann | MPS116-4 | 32A(i): A refrigerated display cabinet (RDC) or a gelato or ice-cream scooping cabinet | Class 14 |  | RRV | 37.4197 | 17.056 | 4.008 | 0 | Approved | 10/12/2018 | 17/8/2025
32A | 0006975 | Hussmann | MPS116-6 | 32A(i): A refrigerated display cabinet (RDC) or a gelato or ice-cream scooping cabinet | Class 14 |  | RRV | 40.0997 | 25.583 | 6.012 | 0 | Approved | 10/12/2018 | 17/8/2025
32A | 0006976 | Precision | MPT1401FD | 32A(iii): A refrigerated storage cabinet (RSC) | Class 9 | ND | SRV | 75.2973 | 4.4 | 0 | 927.5 | Approved | 10/12/2018 | 7/6/2026
32A | 0006977 | Precision | MPT601FD | 32A(iii): A refrigerated storage cabinet (RSC) | Class 9 | ND | SRV | 37.4644 | 1.4 | 0 | 459.5 | Approved | 10/12/2018 | 7/10/2026
32A | 0006978 | Conquest | MPW8U2F | 32A(iii): A refrigerated storage cabinet (RSC) | Class 9 | HD | SRV | 78.6547 | 4.12 | 0 | 793 | Approved | 10/12/2018 | 17/9/2026
32A | 0006979 | Exquisite | MTC263H | 32A(iii): A refrigerated storage cabinet (RSC) | Class 3 | ND | SRH | 41.217 | 2.623 | 0 | 207.5 | Approved | 10/12/2018 | 2/5/2026
32A | 0006980 | Exquisite | MTC363H | 32A(iii): A refrigerated storage cabinet (RSC) | Class 3 | ND | SRH | 49.2762 | 3.492 | 0 | 311.2 | Approved | 10/12/2018 | 2/5/2026
32A | 0006981 | Exquisite | MTC463H | 32A(iii): A refrigerated storage cabinet (RSC) | Class 3 | ND | SRH | 66.3387 | 5.176 | 0 | 414.9 | Approved | 10/12/2018 | 2/5/2026
32A | 0006982 | EPTA | MULTIFREEZ PLUS 3D | 32A(i): A refrigerated display cabinet (RDC) or a gelato or ice-cream scooping cabinet | Class 8 |  | IFV | 42.1127 | 24 | 2.895 | 0 | Approved | 10/12/2018 | 2/5/2026
32A | 0006983 | Hussmann | MPD116-2 | 32A(i): A refrigerated display cabinet (RDC) or a gelato or ice-cream scooping cabinet | Class 14 |  | RRV | 37.4197 | 17.056 | 4.008 | 0 | Approved | 10/12/2018 | 17/8/2025
32A | 0006984 | Hussmann | MPD116-3 | 32A(i): A refrigerated display cabinet (RDC) or a gelato or ice-cream scooping cabinet | Class 14 |  | RRV | 37.4197 | 17.056 | 4.008 | 0 | Approved | 10/12/2018 | 17/8/2025
32A | 0006985 | Hussmann | MPD116-4 | 32A(i): A refrigerated display cabinet (RDC) or a gelato or ice-cream scooping cabinet | Class 14 |  | RRV | 37.4197 | 17.056 | 4.008 | 0 | Approved | 10/12/2018 | 17/8/2025
32A | 0006986 | Hussmann | MPD116-6 | 32A(i): A refrigerated display cabinet (RDC) or a gelato or ice-cream scooping cabinet | Class 14 |  | RRV | 40.0997 | 25.583 | 6.012 | 0 | Approved | 10/12/2018 | 17/8/2025
32A | 0006987 | Hussmann | MPD216-2 | 32A(i): A refrigerated display cabinet (RDC) or a gelato or ice-cream scooping cabinet | Class 14 |  | RRV | 35.3038 | 16.768 | 4.218 | 0 | Approved | 10/12/2018 | 2/5/2026
32A | 0006988 | Precision | MCU111UD | 32A(iii): A refrigerated storage cabinet (RSC) | Class 3 | ND | SRH | 13.9201 | 0.77 | 0 | 89.64 | Approved | 10/12/2018 | 28/5/2026
32A | 0006989 | Precision | MCU211UDD | 32A(iii): A refrigerated storage cabinet (RSC) | Class 3 | ND | SRH | 27.6256 | 1.67 | 0 | 163 | Approved | 10/12/2018 | 2/6/2026
32A | 0006990 | Precision | MCU211UHH | 32A(iii): A refrigerated storage cabinet (RSC) | Class 3 | ND | SRH | 26.2698 | 1.522 | 0 | 126 | Approved | 10/12/2018 | 2/5/2026
32A | 0006991 | Precision | MCU223UDD | 32A(iii): A refrigerated storage cabinet (RSC) | Class 3 | ND | SRH | 23.2962 | 1.33 | 0 | 115 | Approved | 10/12/2018 | 2/6/2026
32A | 0006992 | Precision | MCU311UDDD | 32A(iii): A refrigerated storage cabinet (RSC) | Class 3 | ND | SRH | 42.9971 | 2.84 | 0 | 243 | Approved | 10/12/2018 | 28/5/2026
32A | 0006993 | Precision | MCU323UDDD | 32A(iii): A refrigerated storage cabinet (RSC) | Class 3 | ND | SRH | 34.9553 | 2.14 | 0 | 174 | Approved | 10/12/2018 | 2/6/2026
32A | 0006994 | Precision | MCU411UDDDD | 32A(iii): A refrigerated storage cabinet (RSC) | Class 3 | ND | SRH | 55.3846 | 3.98 | 0 | 326 | Approved | 10/12/2018 | 2/6/2026
32A | 0006995 | Precision | MCU423UDDDD | 32A(iii): A refrigerated storage cabinet (RSC) | Class 3 | ND | SRH | 51.2733 | 3.34 | 0 | 230 | Approved | 10/12/2018 | 2/6/2026
32A | 0006996 | Arneg | LIPSIA 100-110 H216 2500 | 32A(i): A refrigerated display cabinet (RDC) or a gelato or ice-cream scooping cabinet | Class 14 |  | RRV | 34.4828 | 19.106 | 5.093 | 0 | Approved | 10/12/2018 | 12/7/2026
32A | 0006997 | Lassele | LR-1381PC | 32A(iii): A refrigerated storage cabinet (RSC) | Class 9 | LD | SRV | 44.2576 | 2.41 | 0 | 1081 | Approved | 10/12/2018 | 4/6/2026
32A | 0006998 | Lassele | LR-1381PCL | 32A(iii): A refrigerated storage cabinet (RSC) | Class 9 | LD | SRV | 44.2576 | 2.41 | 0 | 1081 | Approved | 10/12/2018 | 4/6/2026
32A | 0006999 | Thermaster | LSC235 | 32A(i): A refrigerated display cabinet (RDC) or a gelato or ice-cream scooping cabinet | Class 7 |  | IRV | 21.24 | 5.183 | 1.68 | 0 | Approved | 10/12/2018 | 22/6/2026
32A | 0007402 | Red Bull | M029 | 32A(i): A refrigerated display cabinet (RDC) or a gelato or ice-cream scooping cabinet | Class 11 |  | IRV-4 | 43.6798 | 0.509 | 0.0759 | 0 | Approved | 10/12/2018 | 2/5/2026
32A | 0007404 | Artisan | M1101 | 32A(i): A refrigerated display cabinet (RDC) or a gelato or ice-cream scooping cabinet | Class 7 |  | IRV | 51.3026 | 8.312 | 0.78 | 0 | Approved | 10/12/2018
32A | 0007405 | Artisan | M1102 | 32A(i): A refrigerated display cabinet (RDC) or a gelato or ice-cream scooping cabinet | Class 7 |  | IRV | 40.4791 | 9.434 | 1.56 | 0 | Approved | 10/12/2018 | 2/6/2026
32A | 0007406 | Artisan | M1103 | 32A(i): A refrigerated display cabinet (RDC) or a gelato or ice-cream scooping cabinet | Class 7 |  | IRV | 45.3604 | 12.923 | 2.13 | 0 | Approved | 10/12/2018 | 2/5/2026
32A | 0007407 | Artisan | M1301 | 32A(i): A refrigerated display cabinet (RDC) or a gelato or ice-cream scooping cabinet | Class 8 |  | IFV | 55.4613 | 9.15 | 0.78 | 0 | Approved | 10/12/2018
32A | 0007408 | Artisan | M1302 | 32A(i): A refrigerated display cabinet (RDC) or a gelato or ice-cream scooping cabinet | Class 8 |  | IFV | 47.7131 | 14.98 | 1.56 | 0 | Approved | 10/12/2018 | 4/6/2026
32A | 0007409 | Artisan | M1303 | 32A(i): A refrigerated display cabinet (RDC) or a gelato or ice-cream scooping cabinet | Class 8 |  | IFV | 57.5645 | 24.345 | 2.13 | 0 | Approved | 10/12/2018 | 2/5/2026
32A | 0007410 | Artisan | M1322 | 32A(i): A refrigerated display cabinet (RDC) or a gelato or ice-cream scooping cabinet | Class 8 |  | IFV | 43.1584 | 13.55 | 1.56 | 0 | Approved | 10/12/2018 | 14/10/2026
32A | 0007411 | Artisan | M1323 | 32A(i): A refrigerated display cabinet (RDC) or a gelato or ice-cream scooping cabinet | Class 8 |  | IFV | 47.253 | 19.98 | 2.13 | 0 | Approved | 10/12/2018 | 18/10/2026
32A | 0007412 | Artisan | M2124 | 32A(iii): A refrigerated storage cabinet (RSC) | Class 3 | HD | SRH | 68.2309 | 6.401 | 0 | 639.4 | Approved | 10/12/2018 | 2/5/2026
32A | 0007413 | Artisan | M2218 | 32A(i): A refrigerated display cabinet (RDC) or a gelato or ice-cream scooping cabinet | Class 8 |  | IFV | 78.6636 | 8.167 | 0.46 | 0 | Approved | 10/12/2018 | 25/8/2026
32A | 0007414 | Artisan | M2224 | 32A(i): A refrigerated display cabinet (RDC) or a gelato or ice-cream scooping cabinet | Class 7 |  | IRV | 43.8973 | 7.472 | 0.87 | 0 | Approved | 10/12/2018 | 2/5/2026
32A | 0007415 | Artisan | M2324 | 32A(iii): A refrigerated storage cabinet (RSC) | Class 4 | ND | SFH | 74.2644 | 12.436 | 0 | 639.4 | Approved | 10/12/2018 | 2/5/2026
32A | 0007416 | Artisan | M2518 | 32A(i): A refrigerated display cabinet (RDC) or a gelato or ice-cream scooping cabinet | Class 2 |  | IFH | 40.5383 | 5.004 | 0.83 | 0 | Approved | 10/12/2018 | 2/5/2026
32A | 0007417 | Artisan | M2588 | 32A(i): A refrigerated display cabinet (RDC) or a gelato or ice-cream scooping cabinet | Class 2 |  | IFH | 47.8111 | 9.13 | 1.52 | 0 | Approved | 10/12/2018 | 21/7/2026
32A | 0007418 | Artisan | M2824 | 32A(i): A refrigerated display cabinet (RDC) or a gelato or ice-cream scooping cabinet | Class 7 |  | IRV | 34.8818 | 16.76 | 4.28 | 0 | Approved | 10/12/2018 | 25/5/2026
32A | 0007419 | Artisan | M3424 | 32A(i): A refrigerated display cabinet (RDC) or a gelato or ice-cream scooping cabinet | Class 7 |  | IRV | 31.7164 | 15.47 | 4.36 | 0 | Approved | 10/12/2018 | 2/5/2026
32A | 0007420 | Artisan | M3753 | 32A(i): A refrigerated display cabinet (RDC) or a gelato or ice-cream scooping cabinet | Class 7 |  | IRV | 25.4745 | 4.082 | 0.76 | 0 | Approved | 10/12/2018 | 2/6/2026
32A | 0007421 | Red Bull | M850 | 32A(iii): A refrigerated storage cabinet (RSC) | Class 9 | ND | SRV | 53.5656 | 1.078 | 0 | 77.25 | Approved | 10/12/2018 | 2/5/2026
32A | 0007422 | EPTA | MAMBO NEXT 125 | 32A(i): A refrigerated display cabinet (RDC) or a gelato or ice-cream scooping cabinet | Class 7 |  | IRV | 27.4725 | 6 | 1.4 | 0 | Approved | 10/12/2018 | 2/5/2026
32A | 0007423 | EPTA | MAMBO NEXT 188 | 32A(i): A refrigerated display cabinet (RDC) or a gelato or ice-cream scooping cabinet | Class 8 |  | IFV | 30.1312 | 8.5 | 2.1 | 0 | Approved | 10/12/2018 | 2/5/2026
32A | 0007424 | EPTA | MAMBO NEXT 250 | 32A(i): A refrigerated display cabinet (RDC) or a gelato or ice-cream scooping cabinet | Class 14 |  | RRV | 34.7021 | 12 | 2.8 | 0 | Approved | 10/12/2018 | 2/5/2026
32A | 0007425 | MEC | MBC98 | 32A(i): A refrigerated display cabinet (RDC) or a gelato or ice-cream scooping cabinet | Class 11 |  | IRV-4 | 70.2106 | 1.7 | 0.288 | 0 | Approved | 10/12/2018 | 3/5/2026
32A | 0007426 | Thermaster | LG-730GE | 32A(i): A refrigerated display cabinet (RDC) or a gelato or ice-cream scooping cabinet | Class 7 |  | IRV | 28.4056 | 5.484 | 1.12 | 0 | Approved | 10/12/2018 | 4/8/2026
32A | 0007427 | Williams Refrigeration | LE2US | 32A(iii): A refrigerated storage cabinet (RSC) | Class 4 | ND | SFH | 76.3338 | 10.14 | 0 | 422.7 | Approved | 10/12/2018 | 2/5/2026
32A | 0007428 | Thermaster | LG-370GE | 32A(i): A refrigerated display cabinet (RDC) or a gelato or ice-cream scooping cabinet | Class 7 |  | IRV | 23.1916 | 3.436 | 0.63 | 0 | Approved | 10/12/2018 | 28/7/2026
32A | 0007429 | Thermaster | LG-1000GT | 32A(i): A refrigerated display cabinet (RDC) or a gelato or ice-cream scooping cabinet | Class 7 |  | IRV | 52.1599 | 10.296 | 1.17 | 0 | Approved | 10/12/2018 | 3/8/2026
32A | 0007430 | Thermaster | LG-1000BGBM | 32A(i): A refrigerated display cabinet (RDC) or a gelato or ice-cream scooping cabinet | Class 7 |  | IRV | 17.9001 | 4.17 | 1.56 | 0 | Approved | 10/12/2018 | 3/8/2026
32A | 0007431 | Thermaster | LG-1000GBM | 32A(i): A refrigerated display cabinet (RDC) or a gelato or ice-cream scooping cabinet | Class 7 |  | IRV | 17.9001 | 4.17 | 1.56 | 0 | Approved | 10/12/2018 | 3/8/2026
32A | 0007432 | Turbo Air | KWF12-2-N | 32A(iii): A refrigerated storage cabinet (RSC) | Class 4 | ND | SFH | 37.3218 | 3.77 | 0 | 223.8 | Approved | 10/12/2018 | 2/5/2026
32A | 0007433 | Turbo Air | KWF15-2-N | 32A(iii): A refrigerated storage cabinet (RSC) | Class 4 | ND | SFH | 39.5893 | 4.54 | 0 | 309.2 | Approved | 10/12/2018 | 2/5/2026
32A | 0007434 | Turbo Air | KWF18-3-N | 32A(iii): A refrigerated storage cabinet (RSC) | Class 4 | ND | SFH | 43.2278 | 5.55 | 0 | 394.9 | Approved | 10/12/2018 | 2/5/2026
32A | 0007435 | Turbo Air | KWF9-1-N | 32A(iii): A refrigerated storage cabinet (RSC) | Class 4 | ND | SFH | 30.622 | 2.69 | 0 | 141.5 | Approved | 10/12/2018 | 2/5/2026
32A | 0007436 | Turbo Air | KWR12-2-N | 32A(iii): A refrigerated storage cabinet (RSC) | Class 3 | ND | SRH | 21.4814 | 1.39 | 0 | 223.8 | Approved | 10/12/2018 | 2/5/2026
32A | 0007437 | Turbo Air | KWR15-2-N | 32A(iii): A refrigerated storage cabinet (RSC) | Class 3 | ND | SRH | 23.6259 | 1.67 | 0 | 309.2 | Approved | 10/12/2018 | 2/5/2026
32A | 0007438 | Turbo Air | KWR18-3-N | 32A(iii): A refrigerated storage cabinet (RSC) | Class 3 | ND | SRH | 24.9074 | 1.91 | 0 | 394.9 | Approved | 10/12/2018 | 2/5/2026
32A | 0007439 | Turbo Air | KWR9-1-N | 32A(iii): A refrigerated storage cabinet (RSC) | Class 3 | ND | SRH | 19.3397 | 1.14 | 0 | 141.5 | Approved | 10/12/2018 | 2/5/2026
32A | 0007440 | EPTA | Latitude LS Closed Modular 125 | 32A(i): A refrigerated display cabinet (RDC) or a gelato or ice-cream scooping cabinet | Class 1 |  | IRH | 43.3763 | 3.7 | 1.38 | 0 | Approved | 10/12/2018 | 2/5/2026
32A | 0007441 | EPTA | Latitude LS Closed Volum 125 | 32A(i): A refrigerated display cabinet (RDC) or a gelato or ice-cream scooping cabinet | Class 1 |  | IRH | 45.0497 | 4.3 | 1.67 | 0 | Approved | 10/12/2018 | 2/5/2026
32A | 0007442 | EPTA | Latitude LS Open Modular 125 | 32A(i): A refrigerated display cabinet (RDC) or a gelato or ice-cream scooping cabinet | Class 1 |  | IRH | 79.0464 | 6.3 | 1.22 | 0 | Approved | 10/12/2018 | 2/5/2026
32A | 0007443 | EPTA | Latitude SV Modular 125 | 32A(i): A refrigerated display cabinet (RDC) or a gelato or ice-cream scooping cabinet | Class 7 |  | IRV | 54.4046 | 15.1 | 2.05 | 0 | Approved | 10/12/2018 | 2/5/2026
32A | 0007444 | EPTA | Latitude SV Volum 125 | 32A(i): A refrigerated display cabinet (RDC) or a gelato or ice-cream scooping cabinet | Class 7 |  | IRV | 55.1052 | 17.2 | 2.43 | 0 | Approved | 10/12/2018 | 2/5/2026
32A | 0007445 | Precision | LCU111UD | 32A(iii): A refrigerated storage cabinet (RSC) | Class 4 | ND | SFH | 49.2785 | 3.923 | 0 | 89.64 | Approved | 10/12/2018 | 30/9/2026
32A | 0007446 | Precision | LCU211UDD | 32A(iii): A refrigerated storage cabinet (RSC) | Class 4 | ND | SFH | 62.8797 | 5.735 | 0 | 163 | Approved | 10/12/2018 | 30/9/2026
32A | 0007447 | Precision | LCU223UDD | 32A(iii): A refrigerated storage cabinet (RSC) | Class 4 | ND | SFH | 58.3694 | 4.885 | 0 | 115 | Approved | 10/12/2018 | 7/10/2026
32A | 0007448 | Thermaster | LD1200TNM | 32A(iii): A refrigerated storage cabinet (RSC) | Class 9 | ND | SRV | 70.1338 | 3.62 | 0 | 776 | Approved | 10/12/2018 | 17/9/2026
32A | 0007449 | Thermaster | LD2100TN | 32A(iii): A refrigerated storage cabinet (RSC) | Class 3 | ND | SRH | 41.217 | 2.623 | 0 | 207.5 | Approved | 10/12/2018 | 2/8/2026
32A | 0007450 | Thermaster | LD3100BT | 32A(i): A refrigerated display cabinet (RDC) or a gelato or ice-cream scooping cabinet | Class 2 |  | IFH | 66.1754 | 9.072 | 0.97 | 0 | Approved | 10/12/2018 | 4/8/2026
32A | 0007451 | Thermaster | LD3100TN | 32A(iii): A refrigerated storage cabinet (RSC) | Class 3 | ND | SRH | 49.2762 | 3.492 | 0 | 311.2 | Approved | 10/12/2018 | 2/8/2026
32A | 0007452 | Turbo Air | KR25-1G-N | 32A(i): A refrigerated display cabinet (RDC) or a gelato or ice-cream scooping cabinet | Class 7 |  | IRV | 16.1713 | 2.59 | 0.76 | 0 | Approved | 10/12/2018 | 2/5/2026
32A | 0007453 | Turbo Air | KR25-1-N | 32A(iii): A refrigerated storage cabinet (RSC) | Class 9 | ND | SRV | 47.1839 | 1.65 | 0 | 406.2 | Approved | 10/12/2018 | 2/5/2026
32A | 0007454 | Turbo Air | KR25-2G-N | 32A(i): A refrigerated display cabinet (RDC) or a gelato or ice-cream scooping cabinet | Class 7 |  | IRV | 16.7694 | 2.64 | 0.73 | 0 | Approved | 10/12/2018 | 2/5/2026
32A | 0007455 | Turbo Air | KR25-2-N | 32A(iii): A refrigerated storage cabinet (RSC) | Class 9 | ND | SRV | 47.1839 | 1.65 | 0 | 406.2 | Approved | 10/12/2018 | 2/5/2026
32A | 0007456 | Turbo Air | KR45-2G-N | 32A(i): A refrigerated display cabinet (RDC) or a gelato or ice-cream scooping cabinet | Class 7 |  | IRV | 18.5798 | 4.21 | 1.49 | 0 | Approved | 10/12/2018 | 2/5/2026
32A | 0007457 | Turbo Air | KR45-2-N | 32A(iii): A refrigerated storage cabinet (RSC) | Class 9 | ND | SRV | 46.3975 | 2.63 | 0 | 888.6 | Approved | 10/12/2018 | 2/5/2026
32A | 0007458 | Turbo Air | KR45-4G-N | 32A(i): A refrigerated display cabinet (RDC) or a gelato or ice-cream scooping cabinet | Class 7 |  | IRV | 19.4597 | 4.25 | 1.4 | 0 | Approved | 10/12/2018 | 2/5/2026
32A | 0007459 | Turbo Air | KR45-4-N | 32A(iii): A refrigerated storage cabinet (RSC) | Class 9 | ND | SRV | 46.3975 | 2.63 | 0 | 888.6 | Approved | 10/12/2018 | 2/5/2026
32A | 0007460 | Turbo Air | KR65-3-N | 32A(iii): A refrigerated storage cabinet (RSC) | Class 9 | ND | SRV | 47.9616 | 3.84 | 0 | 1408 | Approved | 10/12/2018 | 15/6/2026
32A | 0007461 | Turbo Air | KR65-6-N | 32A(iii): A refrigerated storage cabinet (RSC) | Class 9 | ND | SRV | 47.9616 | 3.84 | 0 | 1408 | Approved | 10/12/2018 | 15/6/2026
32A | 0007462 | IARP | KREA190 | 32A(i): A refrigerated display cabinet (RDC) or a gelato or ice-cream scooping cabinet | Class 2 |  | IFH | 56.5314 | 8.692 | 1.135 | 0 | Approved | 10/12/2018 | 2/5/2026
32A | 0007463 | IARP | KREA260 | 32A(i): A refrigerated display cabinet (RDC) or a gelato or ice-cream scooping cabinet | Class 2 |  | IFH | 51.0578 | 9.75 | 1.521 | 0 | Approved | 10/12/2018 | 2/5/2026
32A | 0007464 | Fresh Refrigeration Australia | KTM-25RG1 | 32A(iii): A refrigerated storage cabinet (RSC) | Class 9 | ND | SRV | 67.3924 | 2.35 | 0 | 404 | Approved | 10/12/2018 | 2/5/2026
32A | 0007465 | Fresh Refrigeration Australia | KTM-25RS1 | 32A(iii): A refrigerated storage cabinet (RSC) | Class 9 | ND | SRV | 67.3924 | 2.35 | 0 | 404 | Approved | 10/12/2018 | 2/5/2026
32A | 0007466 | Fresh Refrigeration Australia | KTM-25RS2 | 32A(iii): A refrigerated storage cabinet (RSC) | Class 9 | ND | SRV | 67.3924 | 2.35 | 0 | 404 | Approved | 10/12/2018 | 2/5/2026
32A | 0007467 | Fresh Refrigeration Australia | KTM-45RG2 | 32A(iii): A refrigerated storage cabinet (RSC) | Class 9 | ND | SRV | 67.3924 | 2.35 | 0 | 404 | Approved | 10/12/2018 | 2/5/2026
32A | 0007468 | Fresh Refrigeration Australia | KTM-45RS2 | 32A(iii): A refrigerated storage cabinet (RSC) | Class 9 | ND | SRV | 67.3924 | 2.35 | 0 | 404 | Approved | 10/12/2018 | 2/5/2026
32A | 0007469 | Fresh Refrigeration Australia | KTM-45RS4 | 32A(iii): A refrigerated storage cabinet (RSC) | Class 9 | ND | SRV | 67.3924 | 2.35 | 0 | 404 | Approved | 10/12/2018 | 2/5/2026
32A | 0007470 | Fresh Refrigeration Australia | KTM-R | 32A(iii): A refrigerated storage cabinet (RSC) | Class 9 | ND | SRV | 67.3924 | 2.35 | 0 | 404 | Approved | 10/12/2018 | 2/5/2026
32A | 0007471 | Turbo Air | KUF12-2-N | 32A(iii): A refrigerated storage cabinet (RSC) | Class 4 | ND | SFH | 37.3218 | 3.77 | 0 | 223.8 | Approved | 10/12/2018 | 2/5/2026
32A | 0007472 | Turbo Air | KUF12-2S-N | 32A(iii): A refrigerated storage cabinet (RSC) | Class 4 | ND | SFH | 38.257 | 3.75 | 0 | 205.1 | Approved | 10/12/2018 | 2/5/2026
32A | 0007473 | Turbo Air | KUF15-2-N | 32A(iii): A refrigerated storage cabinet (RSC) | Class 4 | ND | SFH | 39.5893 | 4.54 | 0 | 309.2 | Approved | 10/12/2018 | 2/5/2026
32A | 0007474 | Turbo Air | KUF15-2S-N | 32A(iii): A refrigerated storage cabinet (RSC) | Class 4 | ND | SFH | 41.0158 | 4.51 | 0 | 279.7 | Approved | 10/12/2018 | 2/5/2026
32A | 0007475 | Turbo Air | KUF18-3-N | 32A(iii): A refrigerated storage cabinet (RSC) | Class 4 | ND | SFH | 43.2278 | 5.55 | 0 | 394.9 | Approved | 10/12/2018 | 2/5/2026
32A | 0007476 | Turbo Air | KUF18-3S-N | 32A(iii): A refrigerated storage cabinet (RSC) | Class 4 | ND | SFH | 44.9573 | 5.48 | 0 | 354.3 | Approved | 10/12/2018 | 2/5/2026
32A | 0007477 | Turbo Air | KUF9-1-N | 32A(iii): A refrigerated storage cabinet (RSC) | Class 4 | ND | SFH | 30.622 | 2.69 | 0 | 141.5 | Approved | 10/12/2018 | 2/5/2026
32A | 0007478 | Turbo Air | KUF9-1S-N | 32A(iii): A refrigerated storage cabinet (RSC) | Class 4 | ND | SFH | 30.2025 | 2.6 | 0 | 130.5 | Approved | 10/12/2018 | 2/5/2026
32A | 0007479 | Turbo Air | KUR12-2-N | 32A(iii): A refrigerated storage cabinet (RSC) | Class 3 | ND | SRH | 21.4814 | 1.39 | 0 | 223.8 | Approved | 10/12/2018 | 2/5/2026
32A | 0007480 | Turbo Air | KUR12-2S-N | 32A(iii): A refrigerated storage cabinet (RSC) | Class 3 | ND | SRH | 21.294 | 1.35 | 0 | 205.1 | Approved | 10/12/2018 | 2/5/2026
32A | 0007481 | Turbo Air | KUR12-3D-3-N | 32A(iii): A refrigerated storage cabinet (RSC) | Class 3 | ND | SRH | 27.7146 | 1.72 | 0 | 186 | Approved | 10/12/2018 | 4/8/2026
32A | 0007482 | Turbo Air | KUR15-2-N | 32A(iii): A refrigerated storage cabinet (RSC) | Class 3 | ND | SRH | 23.6259 | 1.67 | 0 | 309.2 | Approved | 10/12/2018 | 2/5/2026
32A | 0007483 | Turbo Air | KUR15-2S-N | 32A(iii): A refrigerated storage cabinet (RSC) | Class 3 | ND | SRH | 24.0455 | 1.65 | 0 | 279.7 | Approved | 10/12/2018 | 2/5/2026
32A | 0007484 | Turbo Air | KUR18-3D-3-N | 32A(iii): A refrigerated storage cabinet (RSC) | Class 3 | ND | SRH | 25.9719 | 1.91 | 0 | 350 | Approved | 10/12/2018 | 13/8/2026
32A | 0007485 | Turbo Air | KUR18-3D-9-N | 32A(iii): A refrigerated storage cabinet (RSC) | Class 3 | ND | SRH | 28.3757 | 1.91 | 0 | 261 | Approved | 10/12/2018 | 4/8/2026
32A | 0007486 | Turbo Air | KUR18-3-N | 32A(iii): A refrigerated storage cabinet (RSC) | Class 3 | ND | SRH | 24.9074 | 1.91 | 0 | 394.9 | Approved | 10/12/2018 | 2/5/2026
32A | 0007487 | Turbo Air | KUR18-3S-N | 32A(iii): A refrigerated storage cabinet (RSC) | Class 3 | ND | SRH | 25.5951 | 1.89 | 0 | 354.3 | Approved | 10/12/2018 | 2/5/2026
32A | 0007488 | Turbo Air | KUR24-4-N | 32A(iii): A refrigerated storage cabinet (RSC) | Class 3 | ND | SRH | 30.8485 | 3.1 | 0 | 735 | Approved | 10/12/2018 | 4/8/2026
32A | 0007489 | Turbo Air | KUR9-1-N | 32A(iii): A refrigerated storage cabinet (RSC) | Class 3 | ND | SRH | 19.3397 | 1.14 | 0 | 141.5 | Approved | 10/12/2018 | 2/5/2026
32A | 0007490 | Turbo Air | KUR9-1S-N | 32A(iii): A refrigerated storage cabinet (RSC) | Class 3 | ND | SRH | 18.9081 | 1.1 | 0 | 130.5 | Approved | 10/12/2018 | 2/5/2026
32A | 0007491 | HITLINE | Indiana.MV.090.MT.D.220-DLM-1250 | 32A(i): A refrigerated display cabinet (RDC) or a gelato or ice-cream scooping cabinet | Class 14 |  | RRV | 39.6432 | 26.843 | 6.44 | 0 | Approved | 10/12/2018 | 6/10/2026
32A | 0007492 | HITLINE | Indiana.MV.090.MT.D.220-DLM-1875 | 32A(i): A refrigerated display cabinet (RDC) or a gelato or ice-cream scooping cabinet | Class 14 |  | RRV | 39.6432 | 26.843 | 6.44 | 0 | Approved | 10/12/2018 | 6/10/2026
32A | 0007493 | HITLINE | Indiana.MV.090.MT.D.220-DLM-2150 | 32A(i): A refrigerated display cabinet (RDC) or a gelato or ice-cream scooping cabinet | Class 14 |  | RRV | 39.6432 | 26.843 | 6.44 | 0 | Approved | 10/12/2018 | 6/10/2026
32A | 0007494 | HITLINE | Indiana.MV.090.MT.D.220-DLM-3750 | 32A(i): A refrigerated display cabinet (RDC) or a gelato or ice-cream scooping cabinet | Class 14 |  | RRV | 39.6432 | 26.843 | 6.44 | 0 | Approved | 10/12/2018 | 6/10/2026
32A | 0007495 | HITLINE | Indiana.MV.090.MT.D.220-DLM-940 | 32A(i): A refrigerated display cabinet (RDC) or a gelato or ice-cream scooping cabinet | Class 14 |  | RRV | 39.6432 | 26.843 | 6.44 | 0 | Approved | 10/12/2018 | 6/10/2026
32A | 0007496 | IARP | IRENE185 | 32A(i): A refrigerated display cabinet (RDC) or a gelato or ice-cream scooping cabinet | Class 2 |  | IFH | 56.5314 | 8.692 | 1.135 | 0 | Approved | 10/12/2018 | 2/5/2026
32A | 0007497 | IARP | IRENE250 | 32A(i): A refrigerated display cabinet (RDC) or a gelato or ice-cream scooping cabinet | Class 2 |  | IFH | 51.0578 | 9.75 | 1.521 | 0 | Approved | 10/12/2018 | 2/5/2026
32A | 0007502 | Turbo Air | KF25-1G-N | 32A(i): A refrigerated display cabinet (RDC) or a gelato or ice-cream scooping cabinet | Class 8 |  | IFV | 43.7453 | 7.05 | 0.76 | 0 | Approved | 10/12/2018 | 2/5/2026
32A | 0007503 | Turbo Air | KF25-2G-N | 32A(i): A refrigerated display cabinet (RDC) or a gelato or ice-cream scooping cabinet | Class 8 |  | IFV | 44.5216 | 6.92 | 0.73 | 0 | Approved | 10/12/2018 | 2/5/2026
32A | 0007504 | Turbo Air | KF45-2G-N | 32A(i): A refrigerated display cabinet (RDC) or a gelato or ice-cream scooping cabinet | Class 8 |  | IFV | 37.8256 | 11.37 | 1.49 | 0 | Approved | 10/12/2018 | 2/5/2026
32A | 0007505 | Turbo Air | KF45-4G-N | 32A(i): A refrigerated display cabinet (RDC) or a gelato or ice-cream scooping cabinet | Class 8 |  | IFV | 39.7318 | 11.26 | 1.4 | 0 | Approved | 10/12/2018 | 2/5/2026
32A | 0007506 | Hussmann | KG15-2Z | 32A(i): A refrigerated display cabinet (RDC) or a gelato or ice-cream scooping cabinet | Class 15 |  | RFV | 72.9711 | 51.9 | 3.64 | 0 | Approved | 10/12/2018 | 4/5/2026
32A | 0007507 | Hussmann | KG15-2Z-4 | 32A(i): A refrigerated display cabinet (RDC) or a gelato or ice-cream scooping cabinet | Class 15 |  | RFV | 72.9711 | 51.9 | 3.64 | 0 | Approved | 10/12/2018 | 4/5/2026
32A | 0007508 | Hussmann | KG15-3Z | 32A(i): A refrigerated display cabinet (RDC) or a gelato or ice-cream scooping cabinet | Class 15 |  | RFV | 72.9711 | 51.9 | 3.64 | 0 | Approved | 10/12/2018 | 4/5/2026
32A | 0007509 | Hussmann | KG15-3Z-4 | 32A(i): A refrigerated display cabinet (RDC) or a gelato or ice-cream scooping cabinet | Class 15 |  | RFV | 72.9711 | 51.9 | 3.64 | 0 | Approved | 10/12/2018 | 4/5/2026
32A | 0007510 | Hussmann | KG15-4Z | 32A(i): A refrigerated display cabinet (RDC) or a gelato or ice-cream scooping cabinet | Class 15 |  | RFV | 72.9711 | 51.9 | 3.64 | 0 | Approved | 10/12/2018 | 4/5/2026
32A | 0007511 | Hussmann | KG15-4Z-4 | 32A(i): A refrigerated display cabinet (RDC) or a gelato or ice-cream scooping cabinet | Class 15 |  | RFV | 72.9711 | 51.9 | 3.64 | 0 | Approved | 10/12/2018 | 4/5/2026
32A | 0007512 | Hussmann | KG15-5Z | 32A(i): A refrigerated display cabinet (RDC) or a gelato or ice-cream scooping cabinet | Class 15 |  | RFV | 72.9711 | 51.9 | 3.64 | 0 | Approved | 10/12/2018 | 4/5/2026
32A | 0007513 | Hussmann | KG15-5Z-4 | 32A(i): A refrigerated display cabinet (RDC) or a gelato or ice-cream scooping cabinet | Class 15 |  | RFV | 72.9711 | 51.9 | 3.64 | 0 | Approved | 10/12/2018 | 4/5/2026
32A | 0007514 | Turbo Air | KGR12-2-N | 32A(i): A refrigerated display cabinet (RDC) or a gelato or ice-cream scooping cabinet | Class 7 |  | IRV | 17.18 | 2.22 | 0.42 | 0 | Approved | 10/12/2018 | 2/5/2026
32A | 0007515 | Turbo Air | KGR15-2-N | 32A(i): A refrigerated display cabinet (RDC) or a gelato or ice-cream scooping cabinet | Class 7 |  | IRV | 18.3379 | 2.67 | 0.6 | 0 | Approved | 10/12/2018 | 2/5/2026
32A | 0007516 | Turbo Air | KGR18-3-N | 32A(i): A refrigerated display cabinet (RDC) or a gelato or ice-cream scooping cabinet | Class 7 |  | IRV | 20.1252 | 3.15 | 0.72 | 0 | Approved | 10/12/2018 | 2/5/2026
32A | 0007517 | Turbo Air | KGR24-4 | 32A(i): A refrigerated display cabinet (RDC) or a gelato or ice-cream scooping cabinet | Class 7 |  | IRV | 36.978 | 6.734 | 1 | 0 | Approved | 10/12/2018 | 2/5/2026
32A | 0007518 | Turbo Air | KGR24-4-N | 32A(i): A refrigerated display cabinet (RDC) or a gelato or ice-cream scooping cabinet | Class 7 |  | IRV | 28.022 | 5.1 | 1 | 0 | Approved | 10/12/2018 | 13/8/2026
32A | 0007519 | Turbo Air | KGR9-1-N | 32A(i): A refrigerated display cabinet (RDC) or a gelato or ice-cream scooping cabinet | Class 7 |  | IRV | 16.2299 | 1.92 | 0.3 | 0 | Approved | 10/12/2018 | 2/5/2026
32A | 0007520 | AHT | KINLEY | 32A(i): A refrigerated display cabinet (RDC) or a gelato or ice-cream scooping cabinet | Class 8 |  | IFV | 48.992 | 12.2 | 1.22 | 0 | Approved | 10/12/2018 | 2/5/2026
32A | 0007521 | AHT | KINLEY XL 210 (-) | 32A(i): A refrigerated display cabinet (RDC) or a gelato or ice-cream scooping cabinet | Class 8 |  | IFV | 48.992 | 12.2 | 1.22 | 0 | Approved | 10/12/2018 | 2/5/2026
32A | 0007522 | AHT | KINLEY XL 210 LPVC | 32A(i): A refrigerated display cabinet (RDC) or a gelato or ice-cream scooping cabinet | Class 8 |  | IFV | 48.992 | 12.2 | 1.22 | 0 | Approved | 10/12/2018 | 2/5/2026
32A | 0007523 | AHT | KINLEY XL 210 SFKL | 32A(i): A refrigerated display cabinet (RDC) or a gelato or ice-cream scooping cabinet | Class 8 |  | IFV | 48.992 | 12.2 | 1.22 | 0 | Approved | 10/12/2018 | 2/5/2026
32A | 0007524 | AHT | KINLEY XL 210 VRSP | 32A(i): A refrigerated display cabinet (RDC) or a gelato or ice-cream scooping cabinet | Class 8 |  | IFV | 48.992 | 12.2 | 1.22 | 0 | Approved | 10/12/2018 | 2/5/2026
32A | 0007525 | Efe Reyon | Karya 20 P1A 2500mm | 32A(i): A refrigerated display cabinet (RDC) or a gelato or ice-cream scooping cabinet | Class 14 |  | RRV | 23.5011 | 16.51 | 6.72 | 0 | Approved | 10/12/2018 | 2/5/2026
32A | 0007526 | Efe Reyon | Karya VI SW H:20 S1A 2500 | 32A(i): A refrigerated display cabinet (RDC) or a gelato or ice-cream scooping cabinet | Class 14 |  | RRV | 17.6749 | 14.91 | 8.27 | 0 | Approved | 10/12/2018 | 25/6/2026
32A | 0007527 | EPTA | I9K02089 | 32A(i): A refrigerated display cabinet (RDC) or a gelato or ice-cream scooping cabinet | Class 14 |  | RRV | 25.0626 | 6.5 | 1.85 | 0 | Approved | 10/12/2018 | 2/5/2026
32A | 0007528 | EPTA | I9K02090 | 32A(i): A refrigerated display cabinet (RDC) or a gelato or ice-cream scooping cabinet | Class 14 |  | RRV | 25.0626 | 6.5 | 1.85 | 0 | Approved | 10/12/2018 | 2/5/2026
32A | 0007529 | IARP | IA9770175 | 32A(i): A refrigerated display cabinet (RDC) or a gelato or ice-cream scooping cabinet | Class 2 |  | IFH | 64.0854 | 9.6 | 1.1 | 0 | Approved | 10/12/2018 | 2/5/2026
32A | 0007530 | EPTA | IA9770215 | 32A(i): A refrigerated display cabinet (RDC) or a gelato or ice-cream scooping cabinet | Class 2 |  | IFH | 75.4673 | 13.08 | 1.34 | 0 | Approved | 10/12/2018 | 2/5/2026
32A | 0007531 | IARP | IA9770225 | 32A(i): A refrigerated display cabinet (RDC) or a gelato or ice-cream scooping cabinet | Class 2 |  | IFH | 64.0854 | 9.6 | 1.1 | 0 | Approved | 10/12/2018 | 2/5/2026
32A | 0007532 | HITLINE | Indiana MV MT | 32A(i): A refrigerated display cabinet (RDC) or a gelato or ice-cream scooping cabinet | Class 14 |  | RRV | 39.6432 | 26.843 | 6.44 | 0 | Approved | 10/12/2018 | 6/10/2026
32A | 0007533 | Bonvue | HTR120N | 32A(i): A refrigerated display cabinet (RDC) or a gelato or ice-cream scooping cabinet | Class 7 |  | IRV | 23.1799 | 4.054 | 0.92 | 0 | Approved | 10/12/2018 | 23/6/2026
32A | 0007534 | Bonvue | HTR160N | 32A(i): A refrigerated display cabinet (RDC) or a gelato or ice-cream scooping cabinet | Class 7 |  | IRV | 23.6805 | 4.592 | 1.13 | 0 | Approved | 10/12/2018 | 25/6/2026
32A | 0007535 | Williams Refrigeration | HTU2S | 32A(iii): A refrigerated storage cabinet (RSC) | Class 3 | ND | SRH | 45.023 | 3.068 | 0 | 273.52 | Approved | 10/12/2018 | 2/5/2026
32A | 0007536 | Williams Refrigeration | HTU2SS-12 | 32A(iii): A refrigerated storage cabinet (RSC) | Class 3 | ND | SRH | 71.0015 | 4.23 | 0 | 150.5 | Approved | 10/12/2018 | 2/5/2026
32A | 0007537 | Williams Refrigeration | HTU3S | 32A(iii): A refrigerated storage cabinet (RSC) | Class 3 | ND | SRH | 48.9955 | 3.805 | 0 | 410.3 | Approved | 10/12/2018 | 2/5/2026
32A | 0007539 | Thermaster | HR600 S/S | 32A(iii): A refrigerated storage cabinet (RSC) | Class 9 | ND | SRV | 42.1991 | 1.5 | 0 | 419 | Approved | 10/12/2018 | 6/8/2026
32A | 0007540 | ISA | Galaxy 2P TB R290 H205 | 32A(i): A refrigerated display cabinet (RDC) or a gelato or ice-cream scooping cabinet | Class 8 |  | IFV | 71.1933 | 21.4 | 1.486 | 0 | Approved | 10/12/2018 | 2/5/2026
32A | 0007541 | ISA | Galaxy 94 OPEN TN R290 H150 | 32A(i): A refrigerated display cabinet (RDC) or a gelato or ice-cream scooping cabinet | Class 7 |  | IRV | 68.3397 | 12.5 | 1.012 | 0 | Approved | 10/12/2018 | 2/5/2026
32A | 0007542 | Williams Refrigeration | HR2S | 32A(iii): A refrigerated storage cabinet (RSC) | Class 9 | ND | SRV | 79.0514 | 3.67 | 0 | 660.7 | Approved | 10/12/2018 | 2/5/2026
32A | 0007543 | Halo Refrigeration | HR350-B | 32A(i): A refrigerated display cabinet (RDC) or a gelato or ice-cream scooping cabinet | Class 7 |  | IRV | 20.36 | 3.02 | 0.63 | 0 | Approved | 10/12/2018 | 2/5/2026
32A | 0007544 | Thermaster | HR400 S/S | 32A(iii): A refrigerated storage cabinet (RSC) | Class 9 | ND | SRV | 45.9129 | 1.26 | 0 | 239 | Approved | 10/12/2018 | 2/8/2026
32A | 0007545 | EPTA | Granbering Narrow Integral 20 2D | 32A(i): A refrigerated display cabinet (RDC) or a gelato or ice-cream scooping cabinet | Class 8 |  | IFV | 50.0958 | 23 | 2.32 | 0 | Approved | 10/12/2018 | 2/9/2026
32A | 0007546 | EPTA | Granbering Narrow Integral 20 3D | 32A(i): A refrigerated display cabinet (RDC) or a gelato or ice-cream scooping cabinet | Class 8 |  | IFV | 43.5354 | 29.8 | 3.5 | 0 | Approved | 10/12/2018 | 2/9/2026
32A | 0007547 | EPTA | Granbering Narrow Integral 20 4D | 32A(i): A refrigerated display cabinet (RDC) or a gelato or ice-cream scooping cabinet | Class 8 |  | IFV | 35.1951 | 41.3 | 6.06 | 0 | Approved | 10/12/2018 | 3/9/2026
32A | 0007548 | EPTA | Gransesia Narrow 2D | 32A(i): A refrigerated display cabinet (RDC) or a gelato or ice-cream scooping cabinet | Class 15 |  | RFV | 48.0161 | 14.8 | 1.53 | 0 | Approved | 10/12/2018 | 24/8/2026
32A | 0007549 | EPTA | Gransesia Narrow 3D | 32A(i): A refrigerated display cabinet (RDC) or a gelato or ice-cream scooping cabinet | Class 15 |  | RFV | 48.9645 | 22.2 | 2.29 | 0 | Approved | 10/12/2018 | 25/8/2026
32A | 0007550 | EPTA | Granvaldaj Narrow TL 15 250 | 32A(i): A refrigerated display cabinet (RDC) or a gelato or ice-cream scooping cabinet | Class 14 |  | RRV | 30.0861 | 10.13 | 2.7 | 0 | Approved | 10/12/2018 | 26/8/2026
32A | 0007551 | EPTA | Granvaldaj Narrow TL 15 375 | 32A(i): A refrigerated display cabinet (RDC) or a gelato or ice-cream scooping cabinet | Class 14 |  | RRV | 33.0758 | 15.2 | 4.05 | 0 | Approved | 10/12/2018 | 1/9/2026
32A | 0007552 | Williams Refrigeration | HTB2G | 32A(i): A refrigerated display cabinet (RDC) or a gelato or ice-cream scooping cabinet | Class 7 |  | IRV | 44.0324 | 5.772 | 0.439 | 0 | Approved | 10/12/2018 | 2/5/2026
32A | 0007553 | Williams Refrigeration | HTB3G | 32A(i): A refrigerated display cabinet (RDC) or a gelato or ice-cream scooping cabinet | Class 7 |  | IRV | 58.1888 | 8.788 | 0.659 | 0 | Approved | 10/12/2018 | 2/5/2026
32A | 0007554 | Williams Refrigeration | HTCF12 | 32A(i): A refrigerated display cabinet (RDC) or a gelato or ice-cream scooping cabinet | Class 7 |  | IRV | 34.3794 | 9.978 | 2.19 | 0 | Approved | 10/12/2018 | 4/5/2026
32A | 0007555 | Williams Refrigeration | HTCF15 | 32A(i): A refrigerated display cabinet (RDC) or a gelato or ice-cream scooping cabinet | Class 7 |  | IRV | 34.3558 | 11.382 | 2.64 | 0 | Approved | 10/12/2018 | 2/5/2026
32A | 0007556 | Williams Refrigeration | HTCF18 | 32A(i): A refrigerated display cabinet (RDC) or a gelato or ice-cream scooping cabinet | Class 7 |  | IRV | 34.3208 | 12.925 | 3.14 | 0 | Approved | 10/12/2018 | 4/5/2026
32A | 0007557 | Williams Refrigeration | HTCF9 | 32A(i): A refrigerated display cabinet (RDC) or a gelato or ice-cream scooping cabinet | Class 7 |  | IRV | 33.6969 | 8.312 | 1.71 | 0 | Approved | 10/12/2018 | 4/5/2026
32A | 0007558 | Williams Refrigeration | HTCFH12 | 32A(i): A refrigerated display cabinet (RDC) or a gelato or ice-cream scooping cabinet | Class 7 |  | IRV | 33.4376 | 12.076 | 2.97 | 0 | Approved | 10/12/2018 | 4/5/2026
32A | 0007559 | Williams Refrigeration | HTCFH15 | 32A(i): A refrigerated display cabinet (RDC) or a gelato or ice-cream scooping cabinet | Class 7 |  | IRV | 33.0393 | 13.709 | 3.56 | 0 | Approved | 10/12/2018 | 4/5/2026
32A | 0007560 | Williams Refrigeration | HTCFH18 | 32A(i): A refrigerated display cabinet (RDC) or a gelato or ice-cream scooping cabinet | Class 7 |  | IRV | 34.0828 | 16.187 | 4.22 | 0 | Approved | 10/12/2018 | 2/5/2026
32A | 0007561 | Williams Refrigeration | HTCFH9 | 32A(i): A refrigerated display cabinet (RDC) or a gelato or ice-cream scooping cabinet | Class 7 |  | IRV | 33.9367 | 10.496 | 2.4 | 0 | Approved | 10/12/2018 | 4/5/2026
32A | 0007562 | Williams Refrigeration | HTD4G | 32A(i): A refrigerated display cabinet (RDC) or a gelato or ice-cream scooping cabinet | Class 7 |  | IRV | 56.172 | 10.531 | 1.064 | 0 | Approved | 10/12/2018 | 2/5/2026
32A | 0007563 | Williams Refrigeration | HTM145 | 32A(iii): A refrigerated storage cabinet (RSC) | Class 3 | ND | SRH | 56.7441 | 3.176 | 0 | 100 | Approved | 10/12/2018 | 7/5/2026
32A | 0007564 | Williams Refrigeration | HTM145G | 32A(iii): A refrigerated storage cabinet (RSC) | Class 3 | ND | SRH | 56.7441 | 3.176 | 0 | 100 | Approved | 10/12/2018 | 7/5/2026
32A | 0007565 | Williams Refrigeration | HTM145S | 32A(iii): A refrigerated storage cabinet (RSC) | Class 3 | ND | SRH | 56.7441 | 3.176 | 0 | 100 | Approved | 10/12/2018 | 7/5/2026
32A | 0007566 | Bonvue | HTR100N | 32A(i): A refrigerated display cabinet (RDC) or a gelato or ice-cream scooping cabinet | Class 11 |  | IRV-4 | 61.5344 | 3.291 | 0.78 | 0 | Approved | 10/12/2018 | 17/6/2026
32A | 0007567 | EPTA | Granvista Next Compact 20 125 | 32A(i): A refrigerated display cabinet (RDC) or a gelato or ice-cream scooping cabinet | Class 14 |  | RRV | 24.2394 | 6.86 | 2.11 | 0 | Approved | 10/12/2018 | 2/10/2025
32A | 0007568 | EPTA | Granvista Next Compact 20 188 | 32A(i): A refrigerated display cabinet (RDC) or a gelato or ice-cream scooping cabinet | Class 14 |  | RRV | 27.1555 | 10.28 | 3.16 | 0 | Approved | 10/12/2018 | 23/9/2025
32A | 0007569 | EPTA | Granvista Next Compact 20 250 | 32A(i): A refrigerated display cabinet (RDC) or a gelato or ice-cream scooping cabinet | Class 14 |  | RRV | 28.9173 | 13.71 | 4.21 | 0 | Approved | 10/12/2018 | 1/10/2025
32A | 0007570 | EPTA | Granvista Next Compact 20 375 | 32A(i): A refrigerated display cabinet (RDC) or a gelato or ice-cream scooping cabinet | Class 14 |  | RRV | 30.8803 | 20.57 | 6.32 | 0 | Approved | 10/12/2018 | 23/9/2025
32A | 0007571 | EPTA | Granvista Next Compact Open 125 | 32A(i): A refrigerated display cabinet (RDC) or a gelato or ice-cream scooping cabinet | Class 14 |  | RRV | 65.9005 | 19.61 | 2.27 | 0 | Approved | 10/12/2018 | 23/9/2025
32A | 0007572 | EPTA | Granvista Next Compact Open 20 188 | 32A(i): A refrigerated display cabinet (RDC) or a gelato or ice-cream scooping cabinet | Class 14 |  | RRV | 73.4515 | 29.41 | 3.4 | 0 | Approved | 10/12/2018 | 2/10/2025
32A | 0007573 | EPTA | Granvista Next Compact Open 20 250 | 32A(i): A refrigerated display cabinet (RDC) or a gelato or ice-cream scooping cabinet | Class 14 |  | RRV | 77.9166 | 39.21 | 4.53 | 0 | Approved | 10/12/2018 | 23/9/2025
32A | 0007574 | EPTA | Granvista Next Compact Open 20 MT151 | 32A(i): A refrigerated display cabinet (RDC) or a gelato or ice-cream scooping cabinet | Class 14 |  | RRV | 55.9464 | 22.35 | 3.39 | 0 | Approved | 10/12/2018 | 23/9/2025
32A | 0007575 | EPTA | Granvista Next Narrow 20 HP 125 | 32A(i): A refrigerated display cabinet (RDC) or a gelato or ice-cream scooping cabinet | Class 14 |  | RRV | 24.1688 | 6.84 | 2.11 | 0 | Approved | 10/12/2018 | 1/4/2026
32A | 0007576 | EPTA | Granvista Next Narrow 20 HP 188 | 32A(i): A refrigerated display cabinet (RDC) or a gelato or ice-cream scooping cabinet | Class 14 |  | RRV | 27.1027 | 10.26 | 3.16 | 0 | Approved | 10/12/2018 | 30/3/2026
32A | 0007577 | EPTA | Granvista Next Narrow 20 HP 250 | 32A(i): A refrigerated display cabinet (RDC) or a gelato or ice-cream scooping cabinet | Class 14 |  | RRV | 28.8541 | 13.68 | 4.21 | 0 | Approved | 10/12/2018 | 30/3/2026
32A | 0007578 | EPTA | Granvista Next Narrow 20 HP 375 | 32A(i): A refrigerated display cabinet (RDC) or a gelato or ice-cream scooping cabinet | Class 14 |  | RRV | 30.8053 | 20.52 | 6.32 | 0 | Approved | 10/12/2018 | 30/3/2026
32A | 0007579 | EPTA | Granvista Next Narrow 20 HP MT196 | 32A(i): A refrigerated display cabinet (RDC) or a gelato or ice-cream scooping cabinet | Class 14 |  | RRV | 20.1694 | 10.26 | 4.59 | 0 | Approved | 10/12/2018 | 31/3/2026
32A | 0007580 | Thermaster | GNS1300B | 32A(iii): A refrigerated storage cabinet (RSC) | Class 3 | ND | SRH | 44.4369 | 2.96 | 0 | 251 | Approved | 10/12/2018 | 3/8/2026
32A | 0007581 | Thermaster | GNS900B | 32A(iii): A refrigerated storage cabinet (RSC) | Class 3 | ND | SRH | 39.5079 | 2.38 | 0 | 160 | Approved | 10/12/2018 | 3/8/2026
32A | 0007582 | Cossiga | GOGRF12R | 32A(i): A refrigerated display cabinet (RDC) or a gelato or ice-cream scooping cabinet | Class 7 |  | IRV | 55.1712 | 12.2 | 1.43 | 0 | Approved | 10/12/2018 | 11/10/2026
32A | 0007583 | Cossiga | GOGRF15R | 32A(i): A refrigerated display cabinet (RDC) or a gelato or ice-cream scooping cabinet | Class 7 |  | IRV | 54.541 | 13.5 | 1.72 | 0 | Approved | 10/12/2018 | 11/10/2026
32A | 0007584 | Cossiga | GOGRF9R | 32A(i): A refrigerated display cabinet (RDC) or a gelato or ice-cream scooping cabinet | Class 7 |  | IRV | 51.3505 | 10 | 1.14 | 0 | Approved | 10/12/2018 | 11/10/2026
32A | 0007585 | Gram Commercial Refrigeration | Gram Compact Upright 2/1 Freezer | 32A(iii): A refrigerated storage cabinet (RSC) | Class 10 | ND | SFV | 59.6977 | 5.9224 | 0 | 435.79 | Approved | 10/12/2018 | 19/5/2026
32A | 0007586 | Gram Commercial Refrigeration | Gram ECO PLUS Double Door Freezer | 32A(iii): A refrigerated storage cabinet (RSC) | Class 10 | ND | SFV | 42.0689 | 7.657 | 0 | 1049.92 | Approved | 10/12/2018 | 20/5/2026
32A | 0007587 | Gram Commercial Refrigeration | Gram ECO PLUS Single Door Freezer | 32A(iii): A refrigerated storage cabinet (RSC) | Class 10 | ND | SFV | 40.7859 | 4.1305 | 0 | 451.3 | Approved | 10/12/2018 | 20/5/2026
32A | 0007588 | Gram Commercial Refrigeration | Gram ECO TWIN Single Door Freezer | 32A(iii): A refrigerated storage cabinet (RSC) | Class 10 | ND | SFV | 42.6622 | 4.3244 | 0 | 451.3 | Approved | 10/12/2018 | 27/5/2026
32A | 0007589 | Gram Commercial Refrigeration | Gram GASTRO 2 Door Counter Freezer | 32A(iii): A refrigerated storage cabinet (RSC) | Class 4 | ND | SFH | 58.2861 | 5.5949 | 0 | 191.88 | Approved | 10/12/2018 | 20/5/2026
32A | 0007590 | Gram Commercial Refrigeration | Gram GASTRO 2 Door Counter Refrigerators | 32A(iii): A refrigerated storage cabinet (RSC) | Class 3 | ND | SRH | 40.017 | 2.5028 | 0 | 191.89 | Approved | 10/12/2018 | 24/5/2026
32A | 0007591 | Gram Commercial Refrigeration | Gram GASTRO 3 Door (Drawers) Counter Refrigerators | 32A(iii): A refrigerated storage cabinet (RSC) | Class 3 | ND | SRH | 60.9242 | 3.9875 | 0 | 235 | Approved | 10/12/2018 | 31/5/2026
32A | 0007592 | Gram Commercial Refrigeration | Gram GASTRO 3 Door Counter Freezer | 32A(iii): A refrigerated storage cabinet (RSC) | Class 4 | ND | SFH | 67.2309 | 7.4804 | 0 | 287.83 | Approved | 10/12/2018 | 24/5/2026
32A | 0007593 | Gram Commercial Refrigeration | Gram GASTRO 3 Door Counter Refrigerators | 32A(iii): A refrigerated storage cabinet (RSC) | Class 3 | ND | SRH | 49.2851 | 3.4073 | 0 | 287.83 | Approved | 10/12/2018 | 24/5/2026
32A | 0007594 | Gram Commercial Refrigeration | Gram SUPERIOR PLUS Single Door Freezer | 32A(iii): A refrigerated storage cabinet (RSC) | Class 10 | ND | SFV | 40.9834 | 4.1515 | 0 | 451.3 | Approved | 10/12/2018 | 24/5/2026
32A | 0007595 | Gram Commercial Refrigeration | Gram SUPERIOR TWIN Single Door Freezer | 32A(iii): A refrigerated storage cabinet (RSC) | Class 10 | ND | SFV | 40.6871 | 4.1164 | 0 | 451.3 | Approved | 10/12/2018 | 20/5/2026
32A | 0007596 | EPTA | Granbering Compact 20 2D | 32A(i): A refrigerated display cabinet (RDC) or a gelato or ice-cream scooping cabinet | Class 15 |  | RFV | 45.702 | 21.07 | 2.33 | 0 | Approved | 10/12/2018 | 1/10/2025
32A | 0007597 | EPTA | Granbering Compact 20 3D | 32A(i): A refrigerated display cabinet (RDC) or a gelato or ice-cream scooping cabinet | Class 15 |  | RFV | 46.1651 | 31.6 | 3.5 | 0 | Approved | 10/12/2018 | 1/10/2025
32A | 0007598 | EPTA | Granbering Compact 20 4D | 32A(i): A refrigerated display cabinet (RDC) or a gelato or ice-cream scooping cabinet | Class 15 |  | RFV | 46.4002 | 42.13 | 4.67 | 0 | Approved | 10/12/2018 | 23/9/2025
32A | 0007599 | EPTA | Granbering Compact 20 5D | 32A(i): A refrigerated display cabinet (RDC) or a gelato or ice-cream scooping cabinet | Class 15 |  | RFV | 46.63 | 52.67 | 5.83 | 0 | Approved | 10/12/2018 | 1/10/2025
32A | 0008200 | EPTA | Granbering Compact Integral 20 2D | 32A(i): A refrigerated display cabinet (RDC) or a gelato or ice-cream scooping cabinet | Class 8 |  | IFV | 50.5161 | 23 | 2.3 | 0 | Approved | 10/12/2018 | 23/9/2025
32A | 0008201 | EPTA | Granbering Compact Integral 20 3D | 32A(i): A refrigerated display cabinet (RDC) or a gelato or ice-cream scooping cabinet | Class 8 |  | IFV | 46.019 | 31.5 | 3.5 | 0 | Approved | 10/12/2018 | 1/10/2025
32A | 0008202 | EPTA | Granbering Narrow 20 2D | 32A(i): A refrigerated display cabinet (RDC) or a gelato or ice-cream scooping cabinet | Class 15 |  | RFV | 45.702 | 21.07 | 2.33 | 0 | Approved | 10/12/2018 | 1/10/2025
32A | 0008203 | EPTA | Granbering Narrow 20 3D | 32A(i): A refrigerated display cabinet (RDC) or a gelato or ice-cream scooping cabinet | Class 15 |  | RFV | 46.1651 | 31.6 | 3.5 | 0 | Approved | 10/12/2018 | 23/9/2025
32A | 0008204 | EPTA | Granbering Narrow 20 4D | 32A(i): A refrigerated display cabinet (RDC) or a gelato or ice-cream scooping cabinet | Class 15 |  | RFV | 46.4002 | 42.13 | 4.67 | 0 | Approved | 10/12/2018 | 23/9/2025
32A | 0008205 | EPTA | Granbering Narrow 20 5D | 32A(i): A refrigerated display cabinet (RDC) or a gelato or ice-cream scooping cabinet | Class 15 |  | RFV | 46.63 | 52.67 | 5.83 | 0 | Approved | 10/12/2018 | 1/10/2025
32A | 0008206 | EPTA | Granvista Next Narrow Open 20 HP 125 | 32A(i): A refrigerated display cabinet (RDC) or a gelato or ice-cream scooping cabinet | Class 14 |  | RRV | 62.4391 | 18.58 | 2.27 | 0 | Approved | 10/12/2018 | 30/4/2026
32A | 0008207 | EPTA | Granvista Next Narrow Open 20 HP 188 | 32A(i): A refrigerated display cabinet (RDC) or a gelato or ice-cream scooping cabinet | Class 14 |  | RRV | 69.6054 | 27.87 | 3.4 | 0 | Approved | 10/12/2018 | 30/4/2026
32A | 0008208 | EPTA | Granvista Next Narrow Open 20 HP 250 | 32A(i): A refrigerated display cabinet (RDC) or a gelato or ice-cream scooping cabinet | Class 14 |  | RRV | 73.843 | 37.16 | 4.53 | 0 | Approved | 10/12/2018 | 30/4/2026
32A | 0008209 | EPTA | Granvista Next Narrow Open 20 HP 375 | 32A(i): A refrigerated display cabinet (RDC) or a gelato or ice-cream scooping cabinet | Class 14 |  | RRV | 78.5292 | 55.74 | 6.8 | 0 | Approved | 10/12/2018 | 30/4/2026
32A | 0008210 | EPTA | Granvista Next Narrow Open 20 HP MT196 | 32A(i): A refrigerated display cabinet (RDC) or a gelato or ice-cream scooping cabinet | Class 14 |  | RRV | 52.5324 | 27.87 | 4.83 | 0 | Approved | 10/12/2018 | 30/4/2026
32A | 0008211 | IDW | GS-1.5 | 32A(i): A refrigerated display cabinet (RDC) or a gelato or ice-cream scooping cabinet | Class 7 |  | IRV | 17.1388 | 1.703 | 0.094 | 0 | Approved | 10/12/2018 | 2/5/2026
32A | 0008212 | IDW | GS-1.5-0A1NI | 32A(i): A refrigerated display cabinet (RDC) or a gelato or ice-cream scooping cabinet | Class 7 |  | IRV | 8.8718 | 0.88 | 0.094 | 0 | Approved | 10/12/2018 | 2/5/2026
32A | 0008213 | IDW | GS-1.5-2A1NI | 32A(i): A refrigerated display cabinet (RDC) or a gelato or ice-cream scooping cabinet | Class 7 |  | IRV | 8.8718 | 0.88 | 0.094 | 0 | Approved | 10/12/2018 | 2/5/2026
32A | 0008214 | IDW | GS-1.5-AA1NI | 32A(i): A refrigerated display cabinet (RDC) or a gelato or ice-cream scooping cabinet | Class 7 |  | IRV | 8.8718 | 0.88 | 0.094 | 0 | Approved | 10/12/2018 | 2/5/2026
32A | 0008215 | IDW | GS-1.5-N14NI | 32A(i): A refrigerated display cabinet (RDC) or a gelato or ice-cream scooping cabinet | Class 7 |  | IRV | 17.1388 | 1.703 | 0.094 | 0 | Approved | 10/12/2018 | 2/5/2026
32A | 0008216 | IDW | GS-1.5-NA1NI | 32A(i): A refrigerated display cabinet (RDC) or a gelato or ice-cream scooping cabinet | Class 7 |  | IRV | 8.8718 | 0.88 | 0.094 | 0 | Approved | 10/12/2018 | 2/5/2026
32A | 0008217 | IDW | GS-1.5-PA1NI | 32A(i): A refrigerated display cabinet (RDC) or a gelato or ice-cream scooping cabinet | Class 7 |  | IRV | 8.8718 | 0.88 | 0.094 | 0 | Approved | 10/12/2018 | 2/5/2026
32A | 0008218 | IDW | GS-1.5-WA1NI | 32A(i): A refrigerated display cabinet (RDC) or a gelato or ice-cream scooping cabinet | Class 7 |  | IRV | 8.8718 | 0.88 | 0.094 | 0 | Approved | 10/12/2018 | 2/5/2026
32A | 0008219 | IDW | GS-2.5-0A1NI | 32A(i): A refrigerated display cabinet (RDC) or a gelato or ice-cream scooping cabinet | Class 7 |  | IRV | 9.1105 | 0.971 | 0.171 | 0 | Approved | 10/12/2018 | 2/5/2026
32A | 0008220 | IDW | GS-2.5-2A1NI | 32A(i): A refrigerated display cabinet (RDC) or a gelato or ice-cream scooping cabinet | Class 7 |  | IRV | 9.1105 | 0.971 | 0.171 | 0 | Approved | 10/12/2018 | 2/5/2026
32A | 0008221 | IDW | GS-2.5-AA1NI | 32A(i): A refrigerated display cabinet (RDC) or a gelato or ice-cream scooping cabinet | Class 7 |  | IRV | 9.1105 | 0.971 | 0.171 | 0 | Approved | 10/12/2018 | 2/5/2026
32A | 0008222 | IDW | GS-2.5-NA1NI | 32A(i): A refrigerated display cabinet (RDC) or a gelato or ice-cream scooping cabinet | Class 7 |  | IRV | 9.1105 | 0.971 | 0.171 | 0 | Approved | 10/12/2018 | 2/5/2026
32A | 0008223 | IDW | GS-2.5-PA1NI | 32A(i): A refrigerated display cabinet (RDC) or a gelato or ice-cream scooping cabinet | Class 7 |  | IRV | 9.1105 | 0.971 | 0.171 | 0 | Approved | 10/12/2018 | 2/5/2026
32A | 0008224 | IDW | GS-2.5-WA1NI | 32A(i): A refrigerated display cabinet (RDC) or a gelato or ice-cream scooping cabinet | Class 7 |  | IRV | 9.1105 | 0.971 | 0.171 | 0 | Approved | 10/12/2018 | 2/5/2026
32A | 0008225 | IDW | GS-3-0A1NI | 32A(i): A refrigerated display cabinet (RDC) or a gelato or ice-cream scooping cabinet | Class 7 |  | IRV | 8.1301 | 0.912 | 0.228 | 0 | Approved | 10/12/2018 | 2/5/2026
32A | 0008226 | IDW | GS-3-2A1NI | 32A(i): A refrigerated display cabinet (RDC) or a gelato or ice-cream scooping cabinet | Class 7 |  | IRV | 8.1301 | 0.912 | 0.228 | 0 | Approved | 10/12/2018 | 2/5/2026
32A | 0008227 | IDW | GS-3-AA1NI | 32A(i): A refrigerated display cabinet (RDC) or a gelato or ice-cream scooping cabinet | Class 7 |  | IRV | 8.1301 | 0.912 | 0.228 | 0 | Approved | 10/12/2018 | 2/5/2026
32A | 0008228 | IDW | GS-3-NA1NI | 32A(i): A refrigerated display cabinet (RDC) or a gelato or ice-cream scooping cabinet | Class 7 |  | IRV | 8.1301 | 0.912 | 0.228 | 0 | Approved | 10/12/2018 | 2/5/2026
32A | 0008229 | IDW | GS-3-PA1NI | 32A(i): A refrigerated display cabinet (RDC) or a gelato or ice-cream scooping cabinet | Class 7 |  | IRV | 8.1301 | 0.912 | 0.228 | 0 | Approved | 10/12/2018 | 2/5/2026
32A | 0008230 | IDW | GS-3-WA1NI | 32A(i): A refrigerated display cabinet (RDC) or a gelato or ice-cream scooping cabinet | Class 7 |  | IRV | 8.1301 | 0.912 | 0.228 | 0 | Approved | 10/12/2018 | 2/5/2026
32A | 0008231 | Exquisite | GSC1410 | 32A(i): A refrigerated display cabinet (RDC) or a gelato or ice-cream scooping cabinet | Class 7 |  | IRV | 22.2407 | 5.078 | 1.51 | 0 | Approved | 10/12/2018 | 14/5/2026
32A | 0008232 | Exquisite | GSC1410G | 32A(i): A refrigerated display cabinet (RDC) or a gelato or ice-cream scooping cabinet | Class 7 |  | IRV | 22.2407 | 5.078 | 1.51 | 0 | Approved | 10/12/2018 | 14/5/2026
32A | 0008233 | Exquisite | GSC1410H | 32A(iii): A refrigerated storage cabinet (RSC) | Class 9 | ND | SRV | 72.7903 | 4.356 | 0 | 960 | Approved | 10/12/2018 | 3/5/2026
32A | 0008234 | Exquisite | GSC1412H | 32A(iii): A refrigerated storage cabinet (RSC) | Class 9 | ND | SRV | 72.7903 | 4.356 | 0 | 960 | Approved | 10/12/2018 | 3/5/2026
32A | 0008235 | Exquisite | GSC650 | 32A(i): A refrigerated display cabinet (RDC) or a gelato or ice-cream scooping cabinet | Class 7 |  | IRV | 12.9246 | 2.068 | 0.76 | 0 | Approved | 10/12/2018 | 14/5/2026
32A | 0008236 | Exquisite | GSC650G | 32A(i): A refrigerated display cabinet (RDC) or a gelato or ice-cream scooping cabinet | Class 7 |  | IRV | 12.9246 | 2.068 | 0.76 | 0 | Approved | 10/12/2018 | 14/5/2026
32A | 0008237 | Exquisite | GSC650H | 32A(iii): A refrigerated storage cabinet (RSC) | Class 9 | ND | SRV | 71.5118 | 2.69 | 0 | 465 | Approved | 10/12/2018 | 3/5/2026
32A | 0008238 | Exquisite | GSC652H | 32A(iii): A refrigerated storage cabinet (RSC) | Class 9 | ND | SRV | 71.5118 | 2.69 | 0 | 465 | Approved | 10/12/2018 | 3/5/2026
32A | 0008239 | Hussmann | H1P-13 | 32A(i): A refrigerated display cabinet (RDC) or a gelato or ice-cream scooping cabinet | Class 7 |  | IRV | 79.8041 | 19.39 | 1.673 | 0 | Approved | 10/12/2018 | 10/7/2025
32A | 0008242 | Williams Refrigeration | HA135 | 32A(iii): A refrigerated storage cabinet (RSC) | Class 3 | ND | SRH | 44.6379 | 2.41 | 0 | 96.3 | Approved | 10/12/2018 | 26/5/2026
32A | 0008243 | Williams Refrigeration | HA135G | 32A(i): A refrigerated display cabinet (RDC) or a gelato or ice-cream scooping cabinet | Class 7 |  | IRV | 38.8908 | 4.531 | 0.28 | 0 | Approved | 10/12/2018 | 25/5/2026
32A | 0008244 | Williams Refrigeration | HB1U | 32A(iii): A refrigerated storage cabinet (RSC) | Class 3 | ND | SRH | 42.7677 | 2.505 | 0 | 134.49 | Approved | 10/12/2018 | 1/9/2026
32A | 0008245 | Williams Refrigeration | HB1UG-0H0 | 32A(i): A refrigerated display cabinet (RDC) or a gelato or ice-cream scooping cabinet | Class 7 |  | IRV | 24.1935 | 2.734 | 0.24 | 0 | Approved | 10/12/2018 | 1/9/2026
32A | 0008246 | Williams Refrigeration | HB2U | 32A(iii): A refrigerated storage cabinet (RSC) | Class 3 | ND | SRH | 62.7952 | 4.399 | 0 | 300.4 | Approved | 10/12/2018 | 12/5/2026
32A | 0008247 | Williams Refrigeration | HB2UG-0H0 | 32A(i): A refrigerated display cabinet (RDC) or a gelato or ice-cream scooping cabinet | Class 7 |  | IRV | 38.3873 | 5.172 | 0.48 | 0 | Approved | 10/12/2018 | 7/9/2026
32A | 0008248 | Williams Refrigeration | HB3U | 32A(iii): A refrigerated storage cabinet (RSC) | Class 3 | ND | SRH | 72.2549 | 5.818 | 0 | 450.1 | Approved | 10/12/2018 | 12/5/2026
32A | 0008249 | Williams Refrigeration | HB3UG-0H0 | 32A(i): A refrigerated display cabinet (RDC) or a gelato or ice-cream scooping cabinet | Class 7 |  | IRV | 46.7672 | 7.317 | 0.72 | 0 | Approved | 10/12/2018 | 1/9/2026
32A | 0008250 | Williams Refrigeration | HB4U | 32A(iii): A refrigerated storage cabinet (RSC) | Class 3 | ND | SRH | 72.5934 | 6.611 | 0 | 600.2 | Approved | 10/12/2018 | 12/5/2026
32A | 0008251 | Williams Refrigeration | HB4UG-0H0 | 32A(i): A refrigerated display cabinet (RDC) or a gelato or ice-cream scooping cabinet | Class 7 |  | IRV | 57.1877 | 10.204 | 0.96 | 0 | Approved | 10/12/2018 | 7/9/2026
32A | 0008252 | Skope | HB80 | 32A(i): A refrigerated display cabinet (RDC) or a gelato or ice-cream scooping cabinet | Class 7 |  | IRV | 9.1575 | 1.05 | 0.26 | 0 | Approved | 10/12/2018 | 28/5/2026
32A | 0008254 | Williams Refrigeration | HC1U | 32A(iii): A refrigerated storage cabinet (RSC) | Class 3 | ND | SRH | 47.2523 | 2.831 | 0 | 155 | Approved | 10/12/2018 | 30/8/2026
32A | 0008255 | Williams Refrigeration | HC1UG-0H0 | 32A(i): A refrigerated display cabinet (RDC) or a gelato or ice-cream scooping cabinet | Class 7 |  | IRV | 28.1966 | 3.314 | 0.287 | 0 | Approved | 10/12/2018 | 1/9/2026
32A | 0008256 | Williams Refrigeration | HC2U | 32A(iii): A refrigerated storage cabinet (RSC) | Class 3 | ND | SRH | 66.7197 | 4.926 | 0 | 355 | Approved | 10/12/2018 | 12/5/2026
32A | 0008257 | Williams Refrigeration | HC2UG-0H0 | 32A(i): A refrigerated display cabinet (RDC) or a gelato or ice-cream scooping cabinet | Class 7 |  | IRV | 40.8064 | 5.825 | 0.574 | 0 | Approved | 10/12/2018 | 26/5/2026
32A | 0008258 | Williams Refrigeration | HC3UG-0H0 | 32A(i): A refrigerated display cabinet (RDC) or a gelato or ice-cream scooping cabinet | Class 7 |  | IRV | 57.2492 | 9.686 | 0.861 | 0 | Approved | 10/12/2018 | 26/5/2026
32A | 0008259 | Williams Refrigeration | HC4UG-0H0 | 32A(i): A refrigerated display cabinet (RDC) or a gelato or ice-cream scooping cabinet | Class 7 |  | IRV | 58.2674 | 11.4 | 1.148 | 0 | Approved | 10/12/2018 | 25/5/2026
32A | 0008260 | Williams Refrigeration | HD2S | 32A(iii): A refrigerated storage cabinet (RSC) | Class 9 | ND | SRV | 78.8886 | 4.9 | 0 | 1009.2 | Approved | 10/12/2018 | 2/5/2026
32A | 0008261 | Williams Refrigeration | HE1US | 32A(iii): A refrigerated storage cabinet (RSC) | Class 3 | ND | SRH | 21.2246 | 1.335 | 0 | 194.6 | Approved | 10/12/2018 | 2/5/2026
32A | 0008262 | Williams Refrigeration | HE2US | 32A(iii): A refrigerated storage cabinet (RSC) | Class 3 | ND | SRH | 24.6725 | 1.944 | 0 | 422.7 | Approved | 10/12/2018 | 2/5/2026
32A | 0008263 | Williams Refrigeration | HE3US | 32A(iii): A refrigerated storage cabinet (RSC) | Class 3 | ND | SRH | 42.0943 | 4.01 | 0 | 660.3 | Approved | 10/12/2018 | 2/5/2026
32A | 0008264 | Thermaster | HF200 S/S | 32A(iii): A refrigerated storage cabinet (RSC) | Class 4 | ND | SFH | 13.6448 | 1.06 | 0 | 78 | Approved | 10/12/2018 | 30/7/2026
32A | 0008265 | Thermaster | HF400G S/S | 32A(i): A refrigerated display cabinet (RDC) or a gelato or ice-cream scooping cabinet | Class 8 |  | IFV | 34.4581 | 5.288 | 0.72 | 0 | Approved | 10/12/2018 | 22/6/2026
32A | 0008266 | Thermaster | HF600G S/S | 32A(i): A refrigerated display cabinet (RDC) or a gelato or ice-cream scooping cabinet | Class 8 |  | IFV | 48.599 | 10.057 | 1 | 0 | Approved | 10/12/2018 | 22/6/2026
32A | 0008267 | Williams Refrigeration | HG1S | 32A(iii): A refrigerated storage cabinet (RSC) | Class 9 | ND | SRV | 71.0669 | 2.68 | 0 | 467.1 | Approved | 10/12/2018 | 2/5/2026
32A | 0008268 | Williams Refrigeration | HJ1 | 32A(iii): A refrigerated storage cabinet (RSC) | Class 9 | HD | SRV | 31.0293 | 1.17 | 0 | 467 | Approved | 10/12/2018 | 2/5/2026
32A | 0008269 | Williams Refrigeration | HJ2 | 32A(iii): A refrigerated storage cabinet (RSC) | Class 9 | HD | SRV | 49.4861 | 3.1 | 0 | 1021 | Approved | 10/12/2018 | 3/5/2026
32A | 0008270 | Williams Refrigeration | HJ400 | 32A(iii): A refrigerated storage cabinet (RSC) | Class 9 | HD | SRV | 39.1846 | 1.19 | 0 | 304 | Approved | 10/12/2018 | 3/5/2026
32A | 0008271 | Williams Refrigeration | HO1US | 32A(iii): A refrigerated storage cabinet (RSC) | Class 3 | ND | SRH | 24.2976 | 1.404 | 0 | 122.54 | Approved | 10/12/2018 | 2/5/2026
32A | 0008272 | Williams Refrigeration | HO2US | 32A(iii): A refrigerated storage cabinet (RSC) | Class 3 | ND | SRH | 40.1781 | 2.745 | 0 | 277.2 | Approved | 10/12/2018 | 2/5/2026
32A | 0008273 | Williams Refrigeration | HO3US | 32A(iii): A refrigerated storage cabinet (RSC) | Class 3 | ND | SRH | 39.6095 | 3.14 | 0 | 431.9 | Approved | 10/12/2018 | 2/5/2026
32A | 0008274 | Williams Refrigeration | HO4US | 32A(iii): A refrigerated storage cabinet (RSC) | Class 3 | ND | SRH | 42.1542 | 3.8 | 0 | 587.2 | Approved | 10/12/2018 | 2/5/2026
32A | 0008275 | Williams Refrigeration | HP3S | 32A(iii): A refrigerated storage cabinet (RSC) | Class 9 | ND | SRV | 77.6091 | 5.818 | 0 | 1295.3 | Approved | 10/12/2018 | 2/5/2026
32A | 0008276 | Williams Refrigeration | HQ2G | 32A(i): A refrigerated display cabinet (RDC) or a gelato or ice-cream scooping cabinet | Class 7 |  | IRV | 28.8806 | 5.23 | 0.99 | 0 | Approved | 10/12/2018 | 2/5/2026
32A | 0008277 | Williams Refrigeration | HQS3G | 32A(i): A refrigerated display cabinet (RDC) or a gelato or ice-cream scooping cabinet | Class 7 |  | IRV | 25.4446 | 7.34 | 2.17 | 0 | Approved | 10/12/2018 | 4/5/2026
32A | 0008278 | Thermaster | HR200 S/S | 32A(iii): A refrigerated storage cabinet (RSC) | Class 3 | ND | SRH | 22.4505 | 1.2 | 0 | 63 | Approved | 10/12/2018 | 5/8/2026
32A | 0008279 | WL | GMF119G | 32A(i): A refrigerated display cabinet (RDC) or a gelato or ice-cream scooping cabinet | Class 7 |  | IRV | 29.7244 | 3.3 | 0.22 | 0 | Approved | 10/12/2018 | 22/6/2026
32A | 0008280 | WL | GMF229FZ | 32A(i): A refrigerated display cabinet (RDC) or a gelato or ice-cream scooping cabinet | Class 7 |  | IRV | 40.8728 | 5.17 | 0.39 | 0 | Approved | 10/12/2018 | 22/6/2026
32A | 0008281 | WL | GMF229G | 32A(i): A refrigerated display cabinet (RDC) or a gelato or ice-cream scooping cabinet | Class 7 |  | IRV | 40.8728 | 5.17 | 0.39 | 0 | Approved | 10/12/2018 | 22/6/2026
32A | 0008282 | Bonvue | GN-1200RT | 32A(i): A refrigerated display cabinet (RDC) or a gelato or ice-cream scooping cabinet | Class 7 |  | IRV | 23.0186 | 5.53 | 1.64 | 0 | Approved | 10/12/2018 | 4/8/2026
32A | 0008283 | Bromic | GN1410TN | 32A(iii): A refrigerated storage cabinet (RSC) | Class 9 | ND | SRV | 70.3635 | 4.64 | 0 | 1094.3 | Approved | 10/12/2018 | 2/5/2026
32A | 0008284 | Thermaster | GN2100BT | 32A(iii): A refrigerated storage cabinet (RSC) | Class 4 | ND | SFH | 61.0772 | 5.808 | 0 | 187 | Approved | 10/12/2018 | 3/8/2026
32A | 0008285 | Thermaster | GN2100TN | 32A(iii): A refrigerated storage cabinet (RSC) | Class 3 | HD | SRH | 24.382 | 1.52 | 0 | 190 | Approved | 10/12/2018 | 30/7/2026
32A | 0008286 | Bromic | GN2100TNG | 32A(i): A refrigerated display cabinet (RDC) or a gelato or ice-cream scooping cabinet | Class 1 |  | IRH | 46.0462 | 2.3 | 0.37 | 0 | Approved | 10/12/2018 | 2/5/2026
32A | 0008287 | Thermaster | GN3100BT | 32A(iii): A refrigerated storage cabinet (RSC) | Class 4 | ND | SFH | 73.7236 | 8.113 | 0 | 280 | Approved | 10/12/2018 | 6/8/2026
32A | 0008288 | Thermaster | GN3100TN | 32A(iii): A refrigerated storage cabinet (RSC) | Class 3 | HD | SRH | 24.7799 | 1.72 | 0 | 291 | Approved | 10/12/2018 | 30/7/2026
32A | 0008289 | Thermaster | GN3100TNG | 32A(i): A refrigerated display cabinet (RDC) or a gelato or ice-cream scooping cabinet | Class 7 |  | IRV | 22.6287 | 3.126 | 0.52 | 0 | Approved | 10/12/2018 | 22/6/2026
32A | 0008290 | Bromic | GN4100TN | 32A(iii): A refrigerated storage cabinet (RSC) | Class 3 | ND | SRH | 48.0188 | 3.768 | 0 | 421 | Approved | 10/12/2018 | 5/5/2026
32A | 0008291 | Thermaster | GN4100TNG | 32A(i): A refrigerated display cabinet (RDC) or a gelato or ice-cream scooping cabinet | Class 7 |  | IRV | 25.6626 | 3.967 | 0.7 | 0 | Approved | 10/12/2018 | 22/6/2026
32A | 0008292 | Thermaster | GN4200TN | 32A(iii): A refrigerated storage cabinet (RSC) | Class 3 | HD | SRH | 41.1017 | 2.64 | 0 | 217 | Approved | 10/12/2018 | 2/8/2026
32A | 0008293 | Bromic | GN650TN | 32A(iii): A refrigerated storage cabinet (RSC) | Class 9 | ND | SRV | 67.7234 | 2.56 | 0 | 469.1 | Approved | 10/12/2018 | 2/5/2026
32A | 0008294 | Bonvue | GN-660RT | 32A(i): A refrigerated display cabinet (RDC) or a gelato or ice-cream scooping cabinet | Class 7 |  | IRV | 15.4821 | 2.86 | 1.03 | 0 | Approved | 10/12/2018 | 3/8/2026
32A | 0008295 | Liebherr | GKPv 1470 | 32A(iii): A refrigerated storage cabinet (RSC) | Class 9 | HD | SRV | 43.9119 | 2.823 | 0 | 1056 | Approved | 10/12/2018 | 2/5/2026
32A | 0008296 | Liebherr | GKPv 6570 | 32A(iii): A refrigerated storage cabinet (RSC) | Class 9 | HD | SRV | 29.5086 | 1.11 | 0 | 465 | Approved | 10/12/2018 | 2/5/2026
32A | 0008297 | Liebherr | GKv 4360 | 32A(iii): A refrigerated storage cabinet (RSC) | Class 9 | HD | SRV | 64.6407 | 2.031 | 0 | 327 | Approved | 10/12/2018 | 2/5/2026
32A | 0008298 | Liebherr | GKv 5790 | 32A(iii): A refrigerated storage cabinet (RSC) | Class 9 | HD | SRV | 49.2652 | 1.784 | 0 | 432 | Approved | 10/12/2018 | 2/5/2026
32A | 0008299 | Liebherr | GKv 6460 | 32A(iii): A refrigerated storage cabinet (RSC) | Class 9 | HD | SRV | 49.7595 | 1.933 | 0 | 491 | Approved | 10/12/2018 | 2/5/2026
32A | 0008300 | Polar Refrigeration | GL180-A | 32A(iii): A refrigerated storage cabinet (RSC) | Class 9 | HD | SRV | 38.5539 | 1.57 | 0 | 534 | Approved | 10/12/2018 | 13/9/2026
32A | 0008301 | Polar Refrigeration | GL181-A | 32A(iii): A refrigerated storage cabinet (RSC) | Class 10 | HD | SFV | 62.7079 | 7.05 | 0 | 534 | Approved | 10/12/2018 | 14/9/2026
32A | 0008302 | IARP | GLIDE 130 | 32A(i): A refrigerated display cabinet (RDC) or a gelato or ice-cream scooping cabinet | Class 2 |  | IFH | 64.0854 | 9.6 | 1.1 | 0 | Approved | 10/12/2018 | 2/5/2026
32A | 0008303 | Bromic | GM0220 | 32A(i): A refrigerated display cabinet (RDC) or a gelato or ice-cream scooping cabinet | Class 7 |  | IRV | 24.4963 | 3.21 | 0.438 | 0 | Approved | 10/12/2018 | 2/6/2026
32A | 0008304 | Bromic | GM0300 | 32A(i): A refrigerated display cabinet (RDC) or a gelato or ice-cream scooping cabinet | Class 7 |  | IRV | 20.3984 | 2.97 | 0.603 | 0 | Approved | 10/12/2018 | 2/6/2026
32A | 0008305 | Bromic | GM0374 | 32A(i): A refrigerated display cabinet (RDC) or a gelato or ice-cream scooping cabinet | Class 7 |  | IRV | 28.7654 | 4.45 | 0.703 | 0 | Approved | 10/12/2018 | 4/6/2026
32A | 0008306 | Bromic | GM0374 Black | 32A(i): A refrigerated display cabinet (RDC) or a gelato or ice-cream scooping cabinet | Class 7 |  | IRV | 28.7654 | 4.45 | 0.703 | 0 | Approved | 10/12/2018 | 4/6/2026
32A | 0008307 | Bromic | GM0374 Silver | 32A(i): A refrigerated display cabinet (RDC) or a gelato or ice-cream scooping cabinet | Class 7 |  | IRV | 28.7654 | 4.45 | 0.703 | 0 | Approved | 10/12/2018 | 4/6/2026
32A | 0008308 | Bromic | GM0374L | 32A(i): A refrigerated display cabinet (RDC) or a gelato or ice-cream scooping cabinet | Class 7 |  | IRV | 28.7654 | 4.45 | 0.703 | 0 | Approved | 10/12/2018 | 4/6/2026
32A | 0008309 | Bromic | GM0374L Black | 32A(i): A refrigerated display cabinet (RDC) or a gelato or ice-cream scooping cabinet | Class 7 |  | IRV | 28.7654 | 4.45 | 0.703 | 0 | Approved | 10/12/2018 | 4/6/2026
32A | 0008310 | Bromic | GM0374L Silver | 32A(i): A refrigerated display cabinet (RDC) or a gelato or ice-cream scooping cabinet | Class 7 |  | IRV | 28.7654 | 4.45 | 0.703 | 0 | Approved | 10/12/2018 | 4/6/2026
32A | 0008311 | Bromic | GM0374LB | 32A(i): A refrigerated display cabinet (RDC) or a gelato or ice-cream scooping cabinet | Class 7 |  | IRV | 28.7654 | 4.45 | 0.703 | 0 | Approved | 10/12/2018 | 4/6/2026
32A | 0008312 | Bromic | GM0400LC | 32A(i): A refrigerated display cabinet (RDC) or a gelato or ice-cream scooping cabinet | Class 7 |  | IRV | 29.1532 | 4.51 | 0.703 | 0 | Approved | 10/12/2018 | 4/6/2026
32A | 0008313 | Bromic | GM0440L | 32A(i): A refrigerated display cabinet (RDC) or a gelato or ice-cream scooping cabinet | Class 7 |  | IRV | 24.9084 | 4.084 | 0.802 | 0 | Approved | 10/12/2018 | 2/6/2026
32A | 0008314 | Bromic | GM0690 | 32A(i): A refrigerated display cabinet (RDC) or a gelato or ice-cream scooping cabinet | Class 7 |  | IRV | 21.8687 | 3.995 | 1.0143 | 0 | Approved | 10/12/2018 | 2/6/2026
32A | 0008315 | Bromic | GM0690 BLK | 32A(i): A refrigerated display cabinet (RDC) or a gelato or ice-cream scooping cabinet | Class 7 |  | IRV | 21.8687 | 3.995 | 1.0143 | 0 | Approved | 10/12/2018 | 2/6/2026
32A | 0008316 | Bromic | GM0690 WHT | 32A(i): A refrigerated display cabinet (RDC) or a gelato or ice-cream scooping cabinet | Class 7 |  | IRV | 21.8687 | 3.995 | 1.0143 | 0 | Approved | 10/12/2018 | 2/6/2026
32A | 0008317 | Bromic | GM0690-VID | 32A(i): A refrigerated display cabinet (RDC) or a gelato or ice-cream scooping cabinet | Class 7 |  | IRV | 21.8687 | 3.995 | 1.0143 | 0 | Approved | 10/12/2018 | 2/6/2026
32A | 0008318 | Bromic | GM0980LS | 32A(i): A refrigerated display cabinet (RDC) or a gelato or ice-cream scooping cabinet | Class 7 |  | IRV | 43.6957 | 8.39 | 1.112 | 0 | Approved | 10/12/2018 | 2/6/2026
32A | 0008319 | IDW | GCG-10 | 32A(i): A refrigerated display cabinet (RDC) or a gelato or ice-cream scooping cabinet | Class 7 |  | IRV | 13.7363 | 1.9 | 0.517 | 0 | Approved | 10/12/2018 | 2/5/2026
32A | 0008320 | IDW | GCG-10-F231NI | 32A(i): A refrigerated display cabinet (RDC) or a gelato or ice-cream scooping cabinet | Class 7 |  | IRV | 13.7363 | 1.9 | 0.517 | 0 | Approved | 10/12/2018 | 2/5/2026
32A | 0008321 | IDW | GCG-10-F31NI | 32A(i): A refrigerated display cabinet (RDC) or a gelato or ice-cream scooping cabinet | Class 7 |  | IRV | 13.7363 | 1.9 | 0.517 | 0 | Approved | 10/12/2018 | 2/5/2026
32A | 0008322 | IDW | GCG-10-FA31NI | 32A(i): A refrigerated display cabinet (RDC) or a gelato or ice-cream scooping cabinet | Class 7 |  | IRV | 13.7363 | 1.9 | 0.517 | 0 | Approved | 10/12/2018 | 2/5/2026
32A | 0008323 | IDW | GCG-11-2SC31NI | 32A(i): A refrigerated display cabinet (RDC) or a gelato or ice-cream scooping cabinet | Class 7 |  | IRV | 12.0879 | 1.54 | 0.404 | 0 | Approved | 10/12/2018 | 2/5/2026
32A | 0008324 | IDW | GCG-11-AC31NI | 32A(i): A refrigerated display cabinet (RDC) or a gelato or ice-cream scooping cabinet | Class 7 |  | IRV | 12.0879 | 1.54 | 0.404 | 0 | Approved | 10/12/2018 | 2/5/2026
32A | 0008325 | IDW | GCG-11BC | 32A(i): A refrigerated display cabinet (RDC) or a gelato or ice-cream scooping cabinet | Class 7 |  | IRV | 12.0879 | 1.54 | 0.404 | 0 | Approved | 10/12/2018 | 2/5/2026
32A | 0008326 | IDW | GCG-11-BC31NI | 32A(i): A refrigerated display cabinet (RDC) or a gelato or ice-cream scooping cabinet | Class 7 |  | IRV | 12.0879 | 1.54 | 0.404 | 0 | Approved | 10/12/2018 | 2/5/2026
32A | 0008327 | IDW | GCG-11C | 32A(i): A refrigerated display cabinet (RDC) or a gelato or ice-cream scooping cabinet | Class 7 |  | IRV | 12.0879 | 1.54 | 0.404 | 0 | Approved | 10/12/2018 | 2/5/2026
32A | 0008328 | IDW | GCG-11-C31NI | 32A(i): A refrigerated display cabinet (RDC) or a gelato or ice-cream scooping cabinet | Class 7 |  | IRV | 12.0879 | 1.54 | 0.404 | 0 | Approved | 10/12/2018 | 2/5/2026
32A | 0008329 | IDW | GCG-11-PC31NI | 32A(i): A refrigerated display cabinet (RDC) or a gelato or ice-cream scooping cabinet | Class 7 |  | IRV | 12.0879 | 1.54 | 0.404 | 0 | Approved | 10/12/2018 | 2/5/2026
32A | 0008330 | IDW | GCG-11-SC31NI | 32A(i): A refrigerated display cabinet (RDC) or a gelato or ice-cream scooping cabinet | Class 7 |  | IRV | 12.0879 | 1.54 | 0.404 | 0 | Approved | 10/12/2018 | 2/5/2026
32A | 0008331 | IDW | GCG-11-WC31NI | 32A(i): A refrigerated display cabinet (RDC) or a gelato or ice-cream scooping cabinet | Class 7 |  | IRV | 12.0879 | 1.54 | 0.404 | 0 | Approved | 10/12/2018 | 2/5/2026
32A | 0008332 | IDW | GCG-11-ZC31NI | 32A(i): A refrigerated display cabinet (RDC) or a gelato or ice-cream scooping cabinet | Class 7 |  | IRV | 12.0879 | 1.54 | 0.404 | 0 | Approved | 10/12/2018 | 2/5/2026
32A | 0008333 | IDW | GCG-9 | 32A(i): A refrigerated display cabinet (RDC) or a gelato or ice-cream scooping cabinet | Class 7 |  | IRV | 12.4841 | 1.67 | 0.466 | 0 | Approved | 10/12/2018 | 2/5/2026
32A | 0008334 | IDW | GCG-9-211NI | 32A(i): A refrigerated display cabinet (RDC) or a gelato or ice-cream scooping cabinet | Class 7 |  | IRV | 13.1569 | 1.76 | 0.466 | 0 | Approved | 10/12/2018 | 15/9/2026
32A | 0008335 | IDW | GCG-9-291NI | 32A(i): A refrigerated display cabinet (RDC) or a gelato or ice-cream scooping cabinet | Class 7 |  | IRV | 14.652 | 1.96 | 0.466 | 0 | Approved | 10/12/2018 | 2/5/2026
32A | 0008336 | IDW | GCG-9-A11NI | 32A(i): A refrigerated display cabinet (RDC) or a gelato or ice-cream scooping cabinet | Class 7 |  | IRV | 13.1569 | 1.76 | 0.466 | 0 | Approved | 10/12/2018 | 15/9/2026
32A | 0008337 | IDW | GCG-9-A91NI | 32A(i): A refrigerated display cabinet (RDC) or a gelato or ice-cream scooping cabinet | Class 7 |  | IRV | 14.652 | 1.96 | 0.466 | 0 | Approved | 10/12/2018 | 2/5/2026
32A | 0008338 | IDW | GCG-9-B11NI | 32A(i): A refrigerated display cabinet (RDC) or a gelato or ice-cream scooping cabinet | Class 7 |  | IRV | 13.1569 | 1.76 | 0.466 | 0 | Approved | 10/12/2018 | 15/9/2026
32A | 0008339 | IDW | GCG-9-B91NI | 32A(i): A refrigerated display cabinet (RDC) or a gelato or ice-cream scooping cabinet | Class 7 |  | IRV | 14.652 | 1.96 | 0.466 | 0 | Approved | 10/12/2018 | 2/5/2026
32A | 0008340 | IDW | GCG-9-N11NI | 32A(i): A refrigerated display cabinet (RDC) or a gelato or ice-cream scooping cabinet | Class 7 |  | IRV | 13.1569 | 1.76 | 0.466 | 0 | Approved | 10/12/2018 | 15/9/2026
32A | 0008341 | IDW | GCG-9-N91NI | 32A(i): A refrigerated display cabinet (RDC) or a gelato or ice-cream scooping cabinet | Class 7 |  | IRV | 14.652 | 1.96 | 0.466 | 0 | Approved | 10/12/2018 | 2/5/2026
32A | 0008342 | IDW | GCG-9-P11NI | 32A(i): A refrigerated display cabinet (RDC) or a gelato or ice-cream scooping cabinet | Class 7 |  | IRV | 13.1569 | 1.76 | 0.466 | 0 | Approved | 10/12/2018 | 15/9/2026
32A | 0008343 | IDW | GCG-9-P91NI | 32A(i): A refrigerated display cabinet (RDC) or a gelato or ice-cream scooping cabinet | Class 7 |  | IRV | 14.652 | 1.96 | 0.466 | 0 | Approved | 10/12/2018 | 2/5/2026
32A | 0008344 | IDW | GCG-9-S11NI | 32A(i): A refrigerated display cabinet (RDC) or a gelato or ice-cream scooping cabinet | Class 7 |  | IRV | 13.1569 | 1.76 | 0.466 | 0 | Approved | 10/12/2018 | 15/9/2026
32A | 0008345 | IDW | GCG-9-S91NI | 32A(i): A refrigerated display cabinet (RDC) or a gelato or ice-cream scooping cabinet | Class 7 |  | IRV | 14.652 | 1.96 | 0.466 | 0 | Approved | 10/12/2018 | 2/5/2026
32A | 0008346 | IDW | GCG-9-W11NI | 32A(i): A refrigerated display cabinet (RDC) or a gelato or ice-cream scooping cabinet | Class 7 |  | IRV | 12.4841 | 1.67 | 0.466 | 0 | Approved | 10/12/2018 | 2/5/2026
32A | 0008347 | IDW | GCG-9-W91NI | 32A(i): A refrigerated display cabinet (RDC) or a gelato or ice-cream scooping cabinet | Class 7 |  | IRV | 14.652 | 1.96 | 0.466 | 0 | Approved | 10/12/2018 | 2/5/2026
32A | 0008348 | IDW | GCG-9-Z91NI | 32A(i): A refrigerated display cabinet (RDC) or a gelato or ice-cream scooping cabinet | Class 7 |  | IRV | 14.652 | 1.96 | 0.466 | 0 | Approved | 10/12/2018 | 2/5/2026
32A | 0008349 | Bromic | GD0007S | 32A(i): A refrigerated display cabinet (RDC) or a gelato or ice-cream scooping cabinet | Class 6 |  | GSC | 17.5822 | 4.02 | 0.406 | 0 | Approved | 10/12/2018 | 2/5/2026
32A | 0008350 | Polar Refrigeration | GD879-A | 32A(iii): A refrigerated storage cabinet (RSC) | Class 9 | HD | SRV | 72.028 | 3.52 | 0 | 715 | Approved | 10/12/2018 | 2/5/2026
32A | 0008352 | Polar Refrigeration | GD880-A | 32A(iii): A refrigerated storage cabinet (RSC) | Class 10 | ND | IRV | 63.64 | 8.71 |  | 715 | Approved | 10/12/2018 | 2/5/2026
32A | 0008353 | IARP | GDC LARGE | 32A(i): A refrigerated display cabinet (RDC) or a gelato or ice-cream scooping cabinet | Class 7 |  | IRV | 19.7907 | 3.8 | 1.11 | 0 | Approved | 10/12/2018 | 2/5/2026
32A | 0008354 | IARP | GDC LARGE BRANDED | 32A(i): A refrigerated display cabinet (RDC) or a gelato or ice-cream scooping cabinet | Class 7 |  | IRV | 19.7907 | 3.8 | 1.11 | 0 | Approved | 10/12/2018 | 2/5/2026
32A | 0008355 | IARP | GDC LARGE UNBRANDED | 32A(i): A refrigerated display cabinet (RDC) or a gelato or ice-cream scooping cabinet | Class 7 |  | IRV | 19.7907 | 3.8 | 1.11 | 0 | Approved | 10/12/2018 | 2/5/2026
32A | 0008356 | True Manufacturing | GDM-06-34-HC~TSL01 | 32A(i): A refrigerated display cabinet (RDC) or a gelato or ice-cream scooping cabinet | Class 7 |  | IRV | 7.9223 | 0.932 | 0.293 | 0 | Approved | 10/12/2018 | 2/5/2026
32A | 0008357 | True Manufacturing | GDM-19T-HC~TSL01 | 32A(i): A refrigerated display cabinet (RDC) or a gelato or ice-cream scooping cabinet | Class 7 |  | IRV | 16.5467 | 2.624 | 0.744 | 0 | Approved | 10/12/2018 | 2/5/2026
32A | 0008358 | True Manufacturing | GDM-23-HC~TSL01 | 32A(i): A refrigerated display cabinet (RDC) or a gelato or ice-cream scooping cabinet | Class 7 |  | IRV | 17.8729 | 2.826 | 0.744 | 0 | Approved | 10/12/2018 | 2/5/2026
32A | 0008359 | True Manufacturing | GDM-35-HC~TSL01 | 32A(i): A refrigerated display cabinet (RDC) or a gelato or ice-cream scooping cabinet | Class 7 |  | IRV | 26.0237 | 4.758 | 1.011 | 0 | Approved | 10/12/2018 | 2/5/2026
32A | 0008360 | True Manufacturing | GDM-35-HC-RL | 32A(i): A refrigerated display cabinet (RDC) or a gelato or ice-cream scooping cabinet | Class 7 |  | IRV | 26.0237 | 4.758 | 1.011 | 0 | Approved | 10/12/2018 | 2/5/2026
32A | 0008361 | Pastorfrigor S.p.a. | Genova P75 H216 TN 1250 3M1 MC | 32A(i): A refrigerated display cabinet (RDC) or a gelato or ice-cream scooping cabinet | Class 7 |  | IRV | 27.8039 | 7.97 | 2.15 | 0 | Approved | 10/12/2018 | 5/7/2026
32A | 0008362 | Pastorfrigor S.p.a. | Genova P75 H216 TN 1875 3M1 MC | 32A(i): A refrigerated display cabinet (RDC) or a gelato or ice-cream scooping cabinet | Class 7 |  | IRV | 27.5246 | 10.57 | 3.22 | 0 | Approved | 10/12/2018 | 5/7/2026
32A | 0008363 | Pastorfrigor S.p.a. | Genova P75 H216 TN 2500 3M1 MC | 32A(i): A refrigerated display cabinet (RDC) or a gelato or ice-cream scooping cabinet | Class 7 |  | IRV | 28.1269 | 13.54 | 4.29 | 0 | Approved | 10/12/2018 | 5/7/2026
32A | 0008364 | Pastorfrigor S.p.a. | Genova P75 H216 TN 937 3M1 OPEN | 32A(i): A refrigerated display cabinet (RDC) or a gelato or ice-cream scooping cabinet | Class 7 |  | IRV | 50.4991 | 12.04 | 1.62 | 0 | Approved | 10/12/2018 | 5/7/2026
32A | 0008365 | Solt | GGSBF118 | 32A(i): A refrigerated display cabinet (RDC) or a gelato or ice-cream scooping cabinet | Class 7 |  | IRV | 24.243 | 2.89 | 0.3058 | 0 | Approved | 10/12/2018 | 2/5/2026
32A | 0008366 | Solt | GGSBF190 | 32A(i): A refrigerated display cabinet (RDC) or a gelato or ice-cream scooping cabinet | Class 7 |  | IRV | 28.2252 | 3.75 | 0.4568 | 0 | Approved | 10/12/2018 | 2/5/2026
32A | 0008367 | Gram Commercial Refrigeration | GASTRO F 1407 CSG A DL/DR L2 | 32A(iii): A refrigerated storage cabinet (RSC) | Class 4 | ND | SFH | 58.2861 | 5.5949 | 0 | 191.88 | Approved | 10/12/2018 | 20/5/2026
32A | 0008368 | Gram Commercial Refrigeration | GASTRO F 1407 CSG A LC DL/DR L2 | 32A(iii): A refrigerated storage cabinet (RSC) | Class 4 | ND | SFH | 58.2861 | 5.5949 | 0 | 191.88 | Approved | 10/12/2018 | 20/5/2026
32A | 0008369 | Gram Commercial Refrigeration | GASTRO F 1407 CSG B DL/DR L2 | 32A(iii): A refrigerated storage cabinet (RSC) | Class 4 | ND | SFH | 58.2861 | 5.5949 | 0 | 191.88 | Approved | 10/12/2018 | 20/5/2026
32A | 0008370 | Gram Commercial Refrigeration | GASTRO F 1407 CSG B LC DL/DR L2 | 32A(iii): A refrigerated storage cabinet (RSC) | Class 4 | ND | SFH | 58.2861 | 5.5949 | 0 | 191.88 | Approved | 10/12/2018 | 20/5/2026
32A | 0008371 | Gram Commercial Refrigeration | GASTRO F 1807 CSG A DLDLDR L2 | 32A(iii): A refrigerated storage cabinet (RSC) | Class 4 | ND | SFH | 67.2309 | 7.4804 | 0 | 287.83 | Approved | 10/12/2018 | 24/5/2026
32A | 0008372 | Gram Commercial Refrigeration | GASTRO F 1807 CSG A LC DLDLDR L2 | 32A(iii): A refrigerated storage cabinet (RSC) | Class 4 | ND | SFH | 67.2309 | 7.4804 | 0 | 287.83 | Approved | 10/12/2018 | 24/5/2026
32A | 0008373 | Gram Commercial Refrigeration | GASTRO F 1807 CSG B DLDLDR L2 | 32A(iii): A refrigerated storage cabinet (RSC) | Class 4 | ND | SFH | 67.2309 | 7.4804 | 0 | 287.83 | Approved | 10/12/2018 | 24/5/2026
32A | 0008374 | Gram Commercial Refrigeration | GASTRO F 1807 CSG B LC DLDLDR L2 | 32A(iii): A refrigerated storage cabinet (RSC) | Class 4 | ND | SFH | 67.2309 | 7.4804 | 0 | 287.83 | Approved | 10/12/2018 | 24/5/2026
32A | 0008375 | Gram Commercial Refrigeration | GASTRO K1407 CSG A DL/DR L2 | 32A(iii): A refrigerated storage cabinet (RSC) | Class 3 | ND | SRH | 40.017 | 2.5028 | 0 | 191.89 | Approved | 10/12/2018 | 24/5/2026
32A | 0008376 | Gram Commercial Refrigeration | GASTRO K1407 CSG A LC DL/DR L2 | 32A(iii): A refrigerated storage cabinet (RSC) | Class 3 | ND | SRH | 40.017 | 2.5028 | 0 | 191.89 | Approved | 10/12/2018 | 24/5/2026
32A | 0008377 | Gram Commercial Refrigeration | GASTRO K1407 CSG B DL/DR L2 | 32A(iii): A refrigerated storage cabinet (RSC) | Class 3 | ND | SRH | 40.017 | 2.5028 | 0 | 191.89 | Approved | 10/12/2018 | 24/5/2026
32A | 0008378 | Gram Commercial Refrigeration | GASTRO K1407 CSG B LC DL/DR L2 | 32A(iii): A refrigerated storage cabinet (RSC) | Class 3 | ND | SRH | 40.017 | 2.5028 | 0 | 191.89 | Approved | 10/12/2018 | 24/5/2026
32A | 0008379 | Gram Commercial Refrigeration | GASTRO K1807 CSG A 2D3D3D L2 | 32A(iii): A refrigerated storage cabinet (RSC) | Class 3 | ND | SRH | 60.9242 | 3.9875 | 0 | 235 | Approved | 10/12/2018 | 31/5/2026
32A | 0008380 | Gram Commercial Refrigeration | GASTRO K1807 CSG A 3D3D3D L2 | 32A(iii): A refrigerated storage cabinet (RSC) | Class 3 | ND | SRH | 60.9242 | 3.9875 | 0 | 235 | Approved | 10/12/2018 | 31/5/2026
32A | 0008381 | Gram Commercial Refrigeration | GASTRO K1807 CSG A DL/DL/DR L2 | 32A(iii): A refrigerated storage cabinet (RSC) | Class 3 | ND | SRH | 49.2851 | 3.4073 | 0 | 287.83 | Approved | 10/12/2018 | 24/5/2026
32A | 0008382 | Gram Commercial Refrigeration | GASTRO K1807 CSG A DL2D3D L2 | 32A(iii): A refrigerated storage cabinet (RSC) | Class 3 | ND | SRH | 60.9242 | 3.9875 | 0 | 235 | Approved | 10/12/2018 | 31/5/2026
32A | 0008383 | Gram Commercial Refrigeration | GASTRO K1807 CSG A DL3D3D L2 | 32A(iii): A refrigerated storage cabinet (RSC) | Class 3 | ND | SRH | 60.9242 | 3.9875 | 0 | 235 | Approved | 10/12/2018 | 31/5/2026
32A | 0008384 | Gram Commercial Refrigeration | GASTRO K1807 CSG A DLDL2D L2 | 32A(iii): A refrigerated storage cabinet (RSC) | Class 3 | ND | SRH | 60.9242 | 3.9875 | 0 | 235 | Approved | 10/12/2018 | 31/5/2026
32A | 0008385 | Gram Commercial Refrigeration | GASTRO K1807 CSG A DLDL3D L2 | 32A(iii): A refrigerated storage cabinet (RSC) | Class 3 | ND | SRH | 60.9242 | 3.9875 | 0 | 235 | Approved | 10/12/2018 | 31/5/2026
32A | 0008386 | Gram Commercial Refrigeration | GASTRO K1807 CSG A LC 2D3D3D L2 | 32A(iii): A refrigerated storage cabinet (RSC) | Class 3 | ND | SRH | 60.9242 | 3.9875 | 0 | 235 | Approved | 10/12/2018 | 31/5/2026
32A | 0008387 | Gram Commercial Refrigeration | GASTRO K1807 CSG A LC 3D3D3D L2 | 32A(iii): A refrigerated storage cabinet (RSC) | Class 3 | ND | SRH | 60.9242 | 3.9875 | 0 | 235 | Approved | 10/12/2018 | 31/5/2026
32A | 0008388 | Gram Commercial Refrigeration | GASTRO K1807 CSG A LC DL/DL/DR L2 | 32A(iii): A refrigerated storage cabinet (RSC) | Class 3 | ND | SRH | 49.2851 | 3.4073 | 0 | 287.83 | Approved | 10/12/2018 | 24/5/2026
32A | 0008389 | Gram Commercial Refrigeration | GASTRO K1807 CSG A LC DL2D3D L2 | 32A(iii): A refrigerated storage cabinet (RSC) | Class 3 | ND | SRH | 60.9242 | 3.9875 | 0 | 235 | Approved | 10/12/2018 | 31/5/2026
32A | 0008390 | Gram Commercial Refrigeration | GASTRO K1807 CSG A LC DL3D3D L2 | 32A(iii): A refrigerated storage cabinet (RSC) | Class 3 | ND | SRH | 60.9242 | 3.9875 | 0 | 235 | Approved | 10/12/2018 | 31/5/2026
32A | 0008391 | Gram Commercial Refrigeration | GASTRO K1807 CSG A LC DLDL2D L2 | 32A(iii): A refrigerated storage cabinet (RSC) | Class 3 | ND | SRH | 60.9242 | 3.9875 | 0 | 235 | Approved | 10/12/2018 | 31/5/2026
32A | 0008392 | Gram Commercial Refrigeration | GASTRO K1807 CSG A LC DLDL3D L2 | 32A(iii): A refrigerated storage cabinet (RSC) | Class 3 | ND | SRH | 60.9242 | 3.9875 | 0 | 235 | Approved | 10/12/2018 | 31/5/2026
32A | 0008393 | Gram Commercial Refrigeration | GASTRO K1807 CSG B 2D3D3D L2 | 32A(iii): A refrigerated storage cabinet (RSC) | Class 3 | ND | SRH | 60.9242 | 3.9875 | 0 | 235 | Approved | 10/12/2018 | 31/5/2026
32A | 0008394 | Gram Commercial Refrigeration | GASTRO K1807 CSG B 3D3D3D L2 | 32A(iii): A refrigerated storage cabinet (RSC) | Class 3 | ND | SRH | 60.9242 | 3.9875 | 0 | 235 | Approved | 10/12/2018 | 31/5/2026
32A | 0008395 | Gram Commercial Refrigeration | GASTRO K1807 CSG B DL/DL/DR L2 | 32A(iii): A refrigerated storage cabinet (RSC) | Class 3 | ND | SRH | 49.2851 | 3.4073 | 0 | 287.83 | Approved | 10/12/2018 | 24/5/2026
32A | 0008396 | Gram Commercial Refrigeration | GASTRO K1807 CSG B DL2D3D L2 | 32A(iii): A refrigerated storage cabinet (RSC) | Class 3 | ND | SRH | 60.9242 | 3.9875 | 0 | 235 | Approved | 10/12/2018 | 31/5/2026
32A | 0008397 | Gram Commercial Refrigeration | GASTRO K1807 CSG B DL3D3D L2 | 32A(iii): A refrigerated storage cabinet (RSC) | Class 3 | ND | SRH | 60.9242 | 3.9875 | 0 | 235 | Approved | 10/12/2018 | 31/5/2026
32A | 0008398 | Gram Commercial Refrigeration | GASTRO K1807 CSG B DLDL2D L2 | 32A(iii): A refrigerated storage cabinet (RSC) | Class 3 | ND | SRH | 60.9242 | 3.9875 | 0 | 235 | Approved | 10/12/2018 | 31/5/2026
32A | 0008399 | Gram Commercial Refrigeration | GASTRO K1807 CSG B DLDL3D L2 | 32A(iii): A refrigerated storage cabinet (RSC) | Class 3 | ND | SRH | 60.9242 | 3.9875 | 0 | 235 | Approved | 10/12/2018 | 31/5/2026
32A | 0008800 | Gram Commercial Refrigeration | GASTRO K1807 CSG B LC 2D3D3D L2 | 32A(iii): A refrigerated storage cabinet (RSC) | Class 3 | ND | SRH | 60.9242 | 3.9875 | 0 | 235 | Approved | 10/12/2018 | 31/5/2026
32A | 0008801 | Gram Commercial Refrigeration | GASTRO K1807 CSG B LC 3D3D3D L2 | 32A(iii): A refrigerated storage cabinet (RSC) | Class 3 | ND | SRH | 60.9242 | 3.9875 | 0 | 235 | Approved | 10/12/2018 | 31/5/2026
32A | 0008802 | Gram Commercial Refrigeration | GASTRO K1807 CSG B LC DL/DL/DR L2 | 32A(iii): A refrigerated storage cabinet (RSC) | Class 3 | ND | SRH | 49.2851 | 3.4073 | 0 | 287.83 | Approved | 10/12/2018 | 24/5/2026
32A | 0008803 | Gram Commercial Refrigeration | GASTRO K1807 CSG B LC DL2D3D L2 | 32A(iii): A refrigerated storage cabinet (RSC) | Class 3 | ND | SRH | 60.9242 | 3.9875 | 0 | 235 | Approved | 10/12/2018 | 31/5/2026
32A | 0008804 | Gram Commercial Refrigeration | GASTRO K1807 CSG B LC DL3D3D L2 | 32A(iii): A refrigerated storage cabinet (RSC) | Class 3 | ND | SRH | 60.9242 | 3.9875 | 0 | 235 | Approved | 10/12/2018 | 31/5/2026
32A | 0008805 | Gram Commercial Refrigeration | GASTRO K1807 CSG B LC DLDL2D L2 | 32A(iii): A refrigerated storage cabinet (RSC) | Class 3 | ND | SRH | 60.9242 | 3.9875 | 0 | 235 | Approved | 10/12/2018 | 31/5/2026
32A | 0008806 | Gram Commercial Refrigeration | GASTRO K1807 CSG B LC DLDL3D L2 | 32A(iii): A refrigerated storage cabinet (RSC) | Class 3 | ND | SRH | 60.9242 | 3.9875 | 0 | 235 | Approved | 10/12/2018 | 31/5/2026
32A | 0008807 | Polar Refrigeration | G377-A | 32A(iii): A refrigerated storage cabinet (RSC) | Class 3 | HD | SRH | 26.5481 | 1.59 | 0 | 155 | Approved | 10/12/2018 | 13/9/2026
32A | 0008808 | Polar Refrigeration | G378-A | 32A(iii): A refrigerated storage cabinet (RSC) | Class 3 | HD | SRH | 29.5963 | 1.93 | 0 | 231 | Approved | 10/12/2018 | 16/6/2026
32A | 0008809 | Polar Refrigeration | G379-A | 32A(iii): A refrigerated storage cabinet (RSC) | Class 3 | HD | SRH | 57.1379 | 4.05 | 0 | 312 | Approved | 10/12/2018 | 17/6/2026
32A | 0008810 | Polar Refrigeration | G591-A | 32A(iii): A refrigerated storage cabinet (RSC) | Class 10 | ND | SFV | 55.4571 | 4.64 | 0 | 321 | Approved | 10/12/2018 | 16/9/2026
32A | 0008812 | Polar Refrigeration | G596-A | 32A(iii): A refrigerated storage cabinet (RSC) | Class 3 | HD | SRH | 24.382 | 1.52 | 0 | 190 | Approved | 10/12/2018 | 16/9/2026
32A | 0008814 | Polar Refrigeration | G597-A | 32A(iii): A refrigerated storage cabinet (RSC) | Class 3 | HD | SRH | 24.7799 | 1.72 | 0 | 291 | Approved | 10/12/2018 | 2/5/2026
32A | 0008815 | Polar Refrigeration | G598-A | 32A(iii): A refrigerated storage cabinet (RSC) | Class 3 | HD | SRH | 38.5364 | 2.95 | 0 | 393 | Approved | 10/12/2018 | 2/5/2026
32A | 0008816 | Hussmann | CSD13-4 | 32A(i): A refrigerated display cabinet (RDC) or a gelato or ice-cream scooping cabinet | Class 14 |  | RRV | 75.9083 | 26.183 | 2.793 | 0 | Approved | 10/12/2018 | 17/8/2025
32A | 0008817 | Hussmann | CSH13-4 | 32A(i): A refrigerated display cabinet (RDC) or a gelato or ice-cream scooping cabinet | Class 14 |  | RRV | 66.9944 | 13.899 | 1.284 | 0 | Approved | 10/12/2018 | 17/8/2025
32A | 0008818 | EPTA | DELIGHT 13 LITE | 32A(i): A refrigerated display cabinet (RDC) or a gelato or ice-cream scooping cabinet | Class 6 |  | ISC | 32.6314 | 15 | 1.17 | 0 | Approved | 10/12/2018 | 2/5/2026
32A | 0008819 | IARP | DELIGHT 7 LITE | 32A(i): A refrigerated display cabinet (RDC) or a gelato or ice-cream scooping cabinet | Class 6 |  | GSC | 30.4886 | 9.01 | 0.63 | 0 | Approved | 10/12/2018 | 2/5/2026
32A | 0008820 | IARP | DELIGHT 7 PRIME | 32A(i): A refrigerated display cabinet (RDC) or a gelato or ice-cream scooping cabinet | Class 6 |  | GSC | 30.4886 | 9.01 | 0.63 | 0 | Approved | 10/12/2018 | 2/5/2026
32A | 0008821 | Hussmann | Doored Freezer KG15-nZ | 32A(i): A refrigerated display cabinet (RDC) or a gelato or ice-cream scooping cabinet | Class 15 |  | RFV | 72.9711 | 51.9 | 3.64 | 0 | Approved | 10/12/2018 | 4/5/2026
32A | 0008822 | ISA | Galaxy 125 OPEN TN R290 H150 | 32A(i): A refrigerated display cabinet (RDC) or a gelato or ice-cream scooping cabinet | Class 7 |  | IRV | 70.0144 | 15.1 | 1.374 | 0 | Approved | 10/12/2018 | 2/5/2026
32A | 0008823 | ISA | Galaxy 125 OPEN TN R290 H205 | 32A(i): A refrigerated display cabinet (RDC) or a gelato or ice-cream scooping cabinet | Class 7 |  | IRV | 80.9524 | 22.1 | 1.996 | 0 | Approved | 10/12/2018 | 2/5/2026
32A | 0008824 | Polar Refrigeration | G622-A | 32A(iii): A refrigerated storage cabinet (RSC) | Class 3 | ND | SRH | 44.4369 | 2.96 | 0 | 251 | Approved | 10/12/2018 | 2/5/2026
32A | 0008825 | IDW | G-9 | 32A(i): A refrigerated display cabinet (RDC) or a gelato or ice-cream scooping cabinet | Class 7 |  | IRV | 12.4841 | 1.67 | 0.466 | 0 | Approved | 10/12/2018 | 2/5/2026
32A | 0008826 | IDW | G-9-B11NI | 32A(i): A refrigerated display cabinet (RDC) or a gelato or ice-cream scooping cabinet | Class 7 |  | IRV | 13.1569 | 1.76 | 0.466 | 0 | Approved | 10/12/2018 | 15/9/2026
32A | 0008827 | IDW | G-9-B91NI | 32A(i): A refrigerated display cabinet (RDC) or a gelato or ice-cream scooping cabinet | Class 7 |  | IRV | 14.652 | 1.96 | 0.466 | 0 | Approved | 10/12/2018 | 2/5/2026
32A | 0008828 | IDW | G-9-N11NI | 32A(i): A refrigerated display cabinet (RDC) or a gelato or ice-cream scooping cabinet | Class 7 |  | IRV | 13.1569 | 1.76 | 0.466 | 0 | Approved | 10/12/2018 | 15/9/2026
32A | 0008829 | IDW | G-9-N91NI | 32A(i): A refrigerated display cabinet (RDC) or a gelato or ice-cream scooping cabinet | Class 7 |  | IRV | 14.652 | 1.96 | 0.466 | 0 | Approved | 10/12/2018 | 2/5/2026
32A | 0008830 | IDW | G-9-P11NI | 32A(i): A refrigerated display cabinet (RDC) or a gelato or ice-cream scooping cabinet | Class 7 |  | IRV | 13.1569 | 1.76 | 0.466 | 0 | Approved | 10/12/2018 | 15/9/2026
32A | 0008831 | IDW | G-9-P91NI | 32A(i): A refrigerated display cabinet (RDC) or a gelato or ice-cream scooping cabinet | Class 7 |  | IRV | 14.652 | 1.96 | 0.466 | 0 | Approved | 10/12/2018 | 2/5/2026
32A | 0008832 | IDW | G-9-S11NI | 32A(i): A refrigerated display cabinet (RDC) or a gelato or ice-cream scooping cabinet | Class 7 |  | IRV | 13.1569 | 1.76 | 0.466 | 0 | Approved | 10/12/2018 | 15/9/2026
32A | 0008833 | IDW | G-9-S91NI | 32A(i): A refrigerated display cabinet (RDC) or a gelato or ice-cream scooping cabinet | Class 7 |  | IRV | 14.652 | 1.96 | 0.466 | 0 | Approved | 10/12/2018 | 2/5/2026
32A | 0008834 | IDW | G-9-W11NI | 32A(i): A refrigerated display cabinet (RDC) or a gelato or ice-cream scooping cabinet | Class 7 |  | IRV | 13.1569 | 1.76 | 0.466 | 0 | Approved | 10/12/2018 | 15/9/2026
32A | 0008835 | Iccold Refrigeration Equipment Ltd | FD-BS75AH | 32A(i): A refrigerated display cabinet (RDC) or a gelato or ice-cream scooping cabinet | Class 8 |  | IFV | 79.3935 | 13.25 | 0.79 | 0 | Approved | 10/12/2018 | 2/5/2026
32A | 0008836 | CDSF800 2 DOOR FREEZER | FD-LS122 | 32A(i): A refrigerated display cabinet (RDC) or a gelato or ice-cream scooping cabinet | Class 8 |  | IFV | 78.5093 | 20.754 | 1.3 | 0 | Approved | 10/12/2018 | 2/5/2026
32A | 0008837 | Fresh Refrigeration Australia | FDU-1200R | 32A(iii): A refrigerated storage cabinet (RSC) | Class 3 | ND | SRH | 36.8585 | 2.9 | 0 | 423.4 | Approved | 10/12/2018 | 2/5/2026
32A | 0008838 | Fresh Refrigeration Australia | FDU-1500R | 32A(iii): A refrigerated storage cabinet (RSC) | Class 3 | ND | SRH | 36.8585 | 2.9 | 0 | 423.4 | Approved | 10/12/2018 | 2/5/2026
32A | 0008839 | Fresh Refrigeration Australia | FDU-1800R | 32A(iii): A refrigerated storage cabinet (RSC) | Class 3 | ND | SRH | 36.8585 | 2.9 | 0 | 423.4 | Approved | 10/12/2018 | 2/5/2026
32A | 0008840 | Thermaster | FE3100TFSP | 32A(iii): A refrigerated storage cabinet (RSC) | Class 3 | HD | SRH | 29.5963 | 1.93 | 0 | 231 | Approved | 10/12/2018 | 2/8/2026
32A | 0008841 | Thermaster | FE3100TN | 32A(iii): A refrigerated storage cabinet (RSC) | Class 3 | HD | SRH | 29.5963 | 1.93 | 0 | 231 | Approved | 10/12/2018 | 2/8/2026
32A | 0008842 | IARP | FESTIVAL 150 | 32A(i): A refrigerated display cabinet (RDC) or a gelato or ice-cream scooping cabinet | Class 2 |  | IFH | 75.4673 | 13.08 | 1.34 | 0 | Approved | 10/12/2018 | 2/5/2026
32A | 0008843 | EPTA | FESTIVAL LIDS BT/TN 150 | 32A(i): A refrigerated display cabinet (RDC) or a gelato or ice-cream scooping cabinet | Class 2 |  | IFH | 75.4673 | 13.08 | 1.34 | 0 | Approved | 10/12/2018 | 2/5/2026
32A | 0008844 | Festive | Festive1 | 32A(i): A refrigerated display cabinet (RDC) or a gelato or ice-cream scooping cabinet | Class 7 |  | IRV | 62.1624 | 13.35 | 1.36 | 0 | Approved | 10/12/2018 | 4/5/2026
32A | 0008845 | Festive | Festive2 | 32A(i): A refrigerated display cabinet (RDC) or a gelato or ice-cream scooping cabinet | Class 7 |  | IRV | 70.9796 | 16.6 | 1.57 | 0 | Approved | 10/12/2018 | 2/5/2026
32A | 0008846 | Festive | Festive3 | 32A(i): A refrigerated display cabinet (RDC) or a gelato or ice-cream scooping cabinet | Class 7 |  | IRV | 60.5121 | 12.5 | 1.27 | 0 | Approved | 10/12/2018 | 2/5/2026
32A | 0008847 | Festive | Festive4 | 32A(i): A refrigerated display cabinet (RDC) or a gelato or ice-cream scooping cabinet | Class 7 |  | IRV | 45.0402 | 9.14 | 1.23 | 0 | Approved | 10/12/2018 | 4/6/2026
32A | 0008848 | Vestfrost | FKG311 | 32A(i): A refrigerated display cabinet (RDC) or a gelato or ice-cream scooping cabinet | Class 7 |  | IRV | 14.7623 | 2.229 | 0.66 | 0 | Approved | 10/12/2018 | 2/5/2026
32A | 0008849 | Vestfrost | FKG371 | 32A(i): A refrigerated display cabinet (RDC) or a gelato or ice-cream scooping cabinet | Class 7 |  | IRV | 13.223 | 2.195 | 0.822 | 0 | Approved | 10/12/2018 | 2/5/2026
32A | 0008850 | Vestfrost | FKG410 | 32A(i): A refrigerated display cabinet (RDC) or a gelato or ice-cream scooping cabinet | Class 7 |  | IRV | 13.4646 | 2.231 | 0.822 | 0 | Approved | 10/12/2018 | 2/5/2026
32A | 0008851 | Liebherr | FKUv 1660 | 32A(iii): A refrigerated storage cabinet (RSC) | Class 9 | ND | SRV | 46.1469 | 1.043 | 0 | 130 | Approved | 10/12/2018 | 2/5/2026
32A | 0008852 | Liebherr | FKUv 1663 | 32A(i): A refrigerated display cabinet (RDC) or a gelato or ice-cream scooping cabinet | Class 11 |  | IRV-4 | 74.6852 | 1.633 | 0.248 | 0 | Approved | 10/12/2018 | 2/5/2026
32A | 0008853 | IARP | FLASH 150 | 32A(i): A refrigerated display cabinet (RDC) or a gelato or ice-cream scooping cabinet | Class 2 |  | IFH | 75.4673 | 13.08 | 1.34 | 0 | Approved | 10/12/2018 | 2/5/2026
32A | 0008854 | EPTA | FLASH LIDS BT/TN 150 | 32A(i): A refrigerated display cabinet (RDC) or a gelato or ice-cream scooping cabinet | Class 2 |  | IFH | 75.4673 | 13.08 | 1.34 | 0 | Approved | 10/12/2018 | 2/5/2026
32A | 0008855 | Orford Group | FMB20-B | 32A(i): A refrigerated display cabinet (RDC) or a gelato or ice-cream scooping cabinet | Class 7 |  | IRV | 27.269 | 4.69 | 0.89 | 0 | Approved | 10/12/2018 | 10/6/2026
32A | 0008856 | Orford Group | FMB20-Sn-B | 32A(i): A refrigerated display cabinet (RDC) or a gelato or ice-cream scooping cabinet | Class 7 |  | IRV | 27.269 | 4.69 | 0.89 | 0 | Approved | 10/12/2018 | 10/6/2026
32A | 0008857 | Orford Group | FMB30-B | 32A(i): A refrigerated display cabinet (RDC) or a gelato or ice-cream scooping cabinet | Class 7 |  | IRV | 38.9933 | 7.7 | 1.17 | 0 | Approved | 10/12/2018 | 10/6/2026
32A | 0008858 | Orford Group | FMB30-Sn-B | 32A(i): A refrigerated display cabinet (RDC) or a gelato or ice-cream scooping cabinet | Class 7 |  | IRV | 38.9933 | 7.7 | 1.17 | 0 | Approved | 10/12/2018 | 10/6/2026
32A | 0008859 | Orford Group | FML20-B | 32A(i): A refrigerated display cabinet (RDC) or a gelato or ice-cream scooping cabinet | Class 8 |  | IFV | 79.3935 | 13.25 | 0.79 | 0 | Approved | 10/12/2018 | 2/5/2026
32A | 0008860 | Fresh Refrigeration Australia | FRB-23RG | 32A(iii): A refrigerated storage cabinet (RSC) | Class 9 | ND | SRV | 57.6135 | 3.55 | 0 | 998.2 | Approved | 10/12/2018 | 2/5/2026
32A | 0008861 | Fresh Refrigeration Australia | FRB-23RS | 32A(iii): A refrigerated storage cabinet (RSC) | Class 9 | ND | SRV | 57.6135 | 3.55 | 0 | 998.2 | Approved | 10/12/2018 | 2/5/2026
32A | 0008862 | Fresh Refrigeration Australia | FRB-49RG | 32A(iii): A refrigerated storage cabinet (RSC) | Class 9 | ND | SRV | 57.6135 | 3.55 | 0 | 998.2 | Approved | 10/12/2018 | 2/5/2026
32A | 0008863 | Fresh Refrigeration Australia | FRB-49RS | 32A(iii): A refrigerated storage cabinet (RSC) | Class 9 | ND | SRV | 57.6135 | 3.55 | 0 | 998.2 | Approved | 10/12/2018 | 2/5/2026
32A | 0008864 | Fresh Refrigeration Australia | FRB-72RG | 32A(iii): A refrigerated storage cabinet (RSC) | Class 9 | ND | SRV | 57.6135 | 3.55 | 0 | 998.2 | Approved | 10/12/2018 | 2/5/2026
32A | 0008865 | Fresh Refrigeration Australia | FRB-72RS | 32A(iii): A refrigerated storage cabinet (RSC) | Class 9 | ND | SRV | 57.6135 | 3.55 | 0 | 998.2 | Approved | 10/12/2018 | 2/5/2026
32A | 0008866 | Fresh Refrigeration Australia | FT/FDU/FU-R | 32A(iii): A refrigerated storage cabinet (RSC) | Class 3 | ND | SRH | 36.8585 | 2.9 | 0 | 423.4 | Approved | 10/12/2018 | 2/5/2026
32A | 0008867 | Fresh Refrigeration Australia | FT-1200F | 32A(iii): A refrigerated storage cabinet (RSC) | Class 4 | ND | SFH | 57.1645 | 7.6 | 0 | 423.4 | Approved | 10/12/2018 | 2/5/2026
32A | 0008868 | Fresh Refrigeration Australia | FT-1200R | 32A(iii): A refrigerated storage cabinet (RSC) | Class 3 | ND | SRH | 36.8585 | 2.9 | 0 | 423.4 | Approved | 10/12/2018 | 2/5/2026
32A | 0008869 | Fresh Refrigeration Australia | FT-1200RF | 32A(iii): A refrigerated storage cabinet (RSC) | Class 4 | ND | SFH | 29.0292 | 3.61 | 0 | 369.7 | Approved | 10/12/2018 | 25/5/2026
32A | 0008870 | Fresh Refrigeration Australia | FT-1200RFG | 32A(iii): A refrigerated storage cabinet (RSC) | Class 4 | ND | SFH | 29.0292 | 3.61 | 0 | 369.7 | Approved | 10/12/2018 | 25/5/2026
32A | 0008871 | Hoshizaki | FT-126MA-A | 32A(iii): A refrigerated storage cabinet (RSC) | Class 4 | ND | SFH | 74.8936 | 6.76 | 0 | 156.6 | Approved | 10/12/2018 | 2/5/2026
32A | 0008872 | Hoshizaki | FT-126MA-A-ML | 32A(iii): A refrigerated storage cabinet (RSC) | Class 4 | ND | SFH | 73.5641 | 6.64 | 0 | 156.6 | Approved | 10/12/2018 | 2/5/2026
32A | 0008873 | Fresh Refrigeration Australia | FT-1500F | 32A(iii): A refrigerated storage cabinet (RSC) | Class 4 | ND | SFH | 57.1645 | 7.6 | 0 | 423.4 | Approved | 10/12/2018 | 2/5/2026
32A | 0008874 | Fresh Refrigeration Australia | FT-1500R | 32A(iii): A refrigerated storage cabinet (RSC) | Class 3 | ND | SRH | 36.8585 | 2.9 | 0 | 423.4 | Approved | 10/12/2018 | 2/5/2026
32A | 0008875 | Fresh Refrigeration Australia | FT-1500RF | 32A(iii): A refrigerated storage cabinet (RSC) | Class 4 | ND | SFH | 29.0292 | 3.61 | 0 | 369.7 | Approved | 10/12/2018 | 25/5/2026
32A | 0008876 | Fresh Refrigeration Australia | FT-1500RFG | 32A(iii): A refrigerated storage cabinet (RSC) | Class 4 | ND | SFH | 29.0292 | 3.61 | 0 | 369.7 | Approved | 10/12/2018 | 25/5/2026
32A | 0008877 | Fresh Refrigeration Australia | FT-1800F | 32A(iii): A refrigerated storage cabinet (RSC) | Class 4 | ND | SFH | 57.1645 | 7.6 | 0 | 423.4 | Approved | 10/12/2018 | 2/5/2026
32A | 0008878 | Fresh Refrigeration Australia | FT-1800R | 32A(iii): A refrigerated storage cabinet (RSC) | Class 3 | ND | SRH | 36.8585 | 2.9 | 0 | 423.4 | Approved | 10/12/2018 | 2/5/2026
32A | 0008879 | Fresh Refrigeration Australia | FT-1800RF | 32A(iii): A refrigerated storage cabinet (RSC) | Class 4 | ND | SFH | 29.0292 | 3.61 | 0 | 369.7 | Approved | 10/12/2018 | 25/5/2026
32A | 0008880 | Fresh Refrigeration Australia | FT-1800RFG | 32A(iii): A refrigerated storage cabinet (RSC) | Class 4 | ND | SFH | 29.0292 | 3.61 | 0 | 369.7 | Approved | 10/12/2018 | 25/5/2026
32A | 0008881 | Hoshizaki | FT-186MA-A | 32A(iii): A refrigerated storage cabinet (RSC) | Class 4 | ND | SFH | 77.7881 | 8.47 | 0 | 273 | Approved | 10/12/2018 | 2/5/2026
32A | 0008882 | Hoshizaki | FT-186MA-A-ML | 32A(iii): A refrigerated storage cabinet (RSC) | Class 4 | ND | SFH | 78.7984 | 8.58 | 0 | 273 | Approved | 10/12/2018 | 2/5/2026
32A | 0008883 | Fresh Refrigeration Australia | FT-900F | 32A(iii): A refrigerated storage cabinet (RSC) | Class 4 | ND | SFH | 57.1645 | 7.6 | 0 | 423.4 | Approved | 10/12/2018 | 2/5/2026
32A | 0008884 | Fresh Refrigeration Australia | FT-900R | 32A(iii): A refrigerated storage cabinet (RSC) | Class 3 | ND | SRH | 36.8585 | 2.9 | 0 | 423.4 | Approved | 10/12/2018 | 2/5/2026
32A | 0008885 | Hoshizaki | FTE-120SDA-GN | 32A(iii): A refrigerated storage cabinet (RSC) | Class 4 | HD | SFH | 75.1859 | 6.95 | 0 | 170.2 | Approved | 10/12/2018 | 2/5/2026
32A | 0008886 | Hoshizaki | FTE-120SDA-GN-ML | 32A(iii): A refrigerated storage cabinet (RSC) | Class 4 | HD | SFH | 74.5368 | 6.89 | 0 | 170.2 | Approved | 10/12/2018 | 2/5/2026
32A | 0008887 | Hoshizaki | FTE-170SDA-GN | 32A(iii): A refrigerated storage cabinet (RSC) | Class 4 | HD | SFH | 60.0459 | 6.37 | 0 | 255.5 | Approved | 10/12/2018 | 2/5/2026
32A | 0008888 | Hoshizaki | FTE-170SDA-GN-ML | 32A(iii): A refrigerated storage cabinet (RSC) | Class 4 | HD | SFH | 59.5746 | 6.32 | 0 | 255.5 | Approved | 10/12/2018 | 2/5/2026
32A | 0008889 | Fresh Refrigeration Australia | FT-F | 32A(iii): A refrigerated storage cabinet (RSC) | Class 4 | ND | SFH | 57.1645 | 7.6 | 0 | 423.4 | Approved | 10/12/2018 | 2/5/2026
32A | 0008890 | Fresh Refrigeration Australia | FTM/FRB-R | 32A(iii): A refrigerated storage cabinet (RSC) | Class 9 | ND | SRV | 57.6135 | 3.55 | 0 | 998.2 | Approved | 10/12/2018 | 2/5/2026
32A | 0008891 | Fresh Refrigeration Australia | FTM-23RG | 32A(iii): A refrigerated storage cabinet (RSC) | Class 9 | ND | SRV | 57.6135 | 3.55 | 0 | 998.2 | Approved | 10/12/2018 | 2/5/2026
32A | 0008892 | Fresh Refrigeration Australia | FTM-23RS | 32A(iii): A refrigerated storage cabinet (RSC) | Class 9 | ND | SRV | 57.6135 | 3.55 | 0 | 998.2 | Approved | 10/12/2018 | 2/5/2026
32A | 0008893 | Fresh Refrigeration Australia | FTM-49RG | 32A(iii): A refrigerated storage cabinet (RSC) | Class 9 | ND | SRV | 57.6135 | 3.55 | 0 | 998.2 | Approved | 10/12/2018 | 2/5/2026
32A | 0008894 | Fresh Refrigeration Australia | FTM-49RS | 32A(iii): A refrigerated storage cabinet (RSC) | Class 9 | ND | SRV | 57.6135 | 3.55 | 0 | 998.2 | Approved | 10/12/2018 | 2/5/2026
32A | 0008895 | Fresh Refrigeration Australia | FTM-72RG | 32A(iii): A refrigerated storage cabinet (RSC) | Class 9 | ND | SRV | 57.6135 | 3.55 | 0 | 998.2 | Approved | 10/12/2018 | 2/5/2026
32A | 0008896 | Fresh Refrigeration Australia | FTM-72RS | 32A(iii): A refrigerated storage cabinet (RSC) | Class 9 | ND | SRV | 57.6135 | 3.55 | 0 | 998.2 | Approved | 10/12/2018 | 2/5/2026
32A | 0008897 | Fresh Refrigeration Australia | FT-RF | 32A(iii): A refrigerated storage cabinet (RSC) | Class 4 | ND | SFH | 29.0292 | 2.489 | 0 | 369.7 | Approved | 10/12/2018 | 25/5/2026
32A | 0008898 | EPTA | FUNKY NEXT 125 | 32A(i): A refrigerated display cabinet (RDC) or a gelato or ice-cream scooping cabinet | Class 14 |  | RRV | 25.0626 | 6.5 | 1.85 | 0 | Approved | 10/12/2018 | 2/5/2026
32A | 0008899 | Fresh Refrigeration Australia | FUR-28 | 32A(iii): A refrigerated storage cabinet (RSC) | Class 3 | ND | SRH | 36.8585 | 2.9 | 0 | 423.4 | Approved | 10/12/2018 | 2/5/2026
32A | 0008900 | Fresh Refrigeration Australia | FUR-28-D2 | 32A(iii): A refrigerated storage cabinet (RSC) | Class 3 | ND | SRH | 36.8585 | 2.9 | 0 | 423.4 | Approved | 10/12/2018 | 2/5/2026
32A | 0008901 | IDW | G-10 | 32A(i): A refrigerated display cabinet (RDC) or a gelato or ice-cream scooping cabinet | Class 7 |  | IRV | 13.7363 | 1.9 | 0.517 | 0 | Approved | 10/12/2018 | 2/5/2026
32A | 0008902 | IDW | G-10-F31NI | 32A(i): A refrigerated display cabinet (RDC) or a gelato or ice-cream scooping cabinet | Class 7 |  | IRV | 13.7363 | 1.9 | 0.517 | 0 | Approved | 10/12/2018 | 2/5/2026
32A | 0008903 | IDW | G-11BC | 32A(i): A refrigerated display cabinet (RDC) or a gelato or ice-cream scooping cabinet | Class 7 |  | IRV | 12.0879 | 1.54 | 0.404 | 0 | Approved | 10/12/2018 | 2/5/2026
32A | 0008904 | IDW | G-11-BC31NI | 32A(i): A refrigerated display cabinet (RDC) or a gelato or ice-cream scooping cabinet | Class 7 |  | IRV | 12.0879 | 1.54 | 0.404 | 0 | Approved | 10/12/2018 | 2/5/2026
32A | 0008905 | IDW | G-11C | 32A(i): A refrigerated display cabinet (RDC) or a gelato or ice-cream scooping cabinet | Class 7 |  | IRV | 12.0879 | 1.54 | 0.404 | 0 | Approved | 10/12/2018 | 2/5/2026
32A | 0008906 | IDW | G-11-C31NI | 32A(i): A refrigerated display cabinet (RDC) or a gelato or ice-cream scooping cabinet | Class 7 |  | IRV | 12.0879 | 1.54 | 0.404 | 0 | Approved | 10/12/2018 | 2/5/2026
32A | 0008907 | Exquisite | ESS550 | 32A(iii): A refrigerated storage cabinet (RSC) | Class 4 | ND | SFH | 7.7897 | 1.083 | 0 | 459 | Approved | 10/12/2018 | 13/5/2026
32A | 0008908 | Exquisite | ESS550H | 32A(iii): A refrigerated storage cabinet (RSC) | Class 4 | ND | SFH | 7.7897 | 1.083 | 0 | 459 | Approved | 10/12/2018 | 13/5/2026
32A | 0008909 | Exquisite | ESS650 | 32A(iii): A refrigerated storage cabinet (RSC) | Class 4 | ND | SFH | 7.6871 | 1.191 | 0 | 560 | Approved | 10/12/2018 | 18/5/2026
32A | 0008910 | Exquisite | ESS650H | 32A(iii): A refrigerated storage cabinet (RSC) | Class 4 | ND | SFH | 7.6871 | 1.191 | 0 | 560 | Approved | 10/12/2018 | 18/5/2026
32A | 0008911 | De Rigo | Euro Puket Doors 2.0 1250mm | 32A(i): A refrigerated display cabinet (RDC) or a gelato or ice-cream scooping cabinet | Class 14 |  | RRV | 39.1408 | 25.93 | 6.28 | 0 | Approved | 10/12/2018 | 17/6/2026
32A | 0008912 | De Rigo | Euro Puket Doors 2.0 1875mm | 32A(i): A refrigerated display cabinet (RDC) or a gelato or ice-cream scooping cabinet | Class 14 |  | RRV | 39.1408 | 25.93 | 6.28 | 0 | Approved | 10/12/2018 | 17/6/2026
32A | 0008913 | De Rigo | Euro Puket Doors 2.0 2500mm | 32A(i): A refrigerated display cabinet (RDC) or a gelato or ice-cream scooping cabinet | Class 14 |  | RRV | 39.1408 | 25.93 | 6.28 | 0 | Approved | 10/12/2018 | 17/6/2026
32A | 0008914 | De Rigo | Euro Puket Doors 2.0 3750mm | 32A(i): A refrigerated display cabinet (RDC) or a gelato or ice-cream scooping cabinet | Class 14 |  | RRV | 39.1408 | 25.93 | 6.28 | 0 | Approved | 10/12/2018 | 17/6/2026
32A | 0008915 | De Rigo | Euro Puket Glass Doors | 32A(i): A refrigerated display cabinet (RDC) or a gelato or ice-cream scooping cabinet | Class 14 |  | RRV | 39.1408 | 25.93 | 6.28 | 0 | Approved | 10/12/2018 | 17/6/2026
32A | 0008916 | Iccold Refrigeration Equipment Ltd | FC-BD126AH | 32A(i): A refrigerated display cabinet (RDC) or a gelato or ice-cream scooping cabinet | Class 7 |  | IRV | 17.9001 | 4.17 | 1.56 | 0 | Approved | 10/12/2018 | 2/5/2026
32A | 0008917 | Iccold Refrigeration Equipment Ltd | FC-BT188AH | 32A(i): A refrigerated display cabinet (RDC) or a gelato or ice-cream scooping cabinet | Class 7 |  | IRV | 27.637 | 8.396 | 2.34 | 0 | Approved | 10/12/2018 | 2/5/2026
32A | 0008918 | ELEGANCE 2 DOOR FRIDGE | FC-DD126 | 32A(i): A refrigerated display cabinet (RDC) or a gelato or ice-cream scooping cabinet | Class 7 |  | IRV | 18.315 | 4.3 | 1.58 | 0 | Approved | 10/12/2018 | 2/5/2026
32A | 0008919 | ELEGANCE 4 DOOR FRIDGE | FC-DF250 | 32A(i): A refrigerated display cabinet (RDC) or a gelato or ice-cream scooping cabinet | Class 7 |  | IRV | 25.0349 | 9.5 | 3.17 | 0 | Approved | 10/12/2018 | 13/5/2026
32A | 0008920 | Elegance 3 door fridge | FC-DT188 | 32A(i): A refrigerated display cabinet (RDC) or a gelato or ice-cream scooping cabinet | Class 7 |  | IRV | 24.1238 | 7.42 | 2.38 | 0 | Approved | 10/12/2018 | 2/5/2026
32A | 0008921 | Liebherr | EFI 1403 | 32A(i): A refrigerated display cabinet (RDC) or a gelato or ice-cream scooping cabinet | Class 2 |  | IFH | 18.1128 | 1.242 | 0.27 | 0 | Approved | 10/12/2018 | 14/10/2026
32A | 0008922 | Liebherr | EFI 1453 | 32A(i): A refrigerated display cabinet (RDC) or a gelato or ice-cream scooping cabinet | Class 2 |  | IFH | 18.1128 | 1.242 | 0.27 | 0 | Approved | 10/12/2018 | 14/10/2026
32A | 0008923 | Liebherr | EFI 2103 | 32A(i): A refrigerated display cabinet (RDC) or a gelato or ice-cream scooping cabinet | Class 2 |  | IFH | 18.6774 | 1.482 | 0.38 | 0 | Approved | 10/12/2018 | 14/10/2026
32A | 0008924 | Liebherr | EFI 2153 | 32A(i): A refrigerated display cabinet (RDC) or a gelato or ice-cream scooping cabinet | Class 2 |  | IFH | 18.6774 | 1.482 | 0.38 | 0 | Approved | 10/12/2018 | 14/10/2026
32A | 0008925 | Liebherr | EFI 3503 | 32A(i): A refrigerated display cabinet (RDC) or a gelato or ice-cream scooping cabinet | Class 2 |  | IFH | 21.0317 | 2.118 | 0.6 | 0 | Approved | 10/12/2018 | 13/10/2026
32A | 0008926 | Liebherr | EFI 3553 | 32A(i): A refrigerated display cabinet (RDC) or a gelato or ice-cream scooping cabinet | Class 2 |  | IFH | 21.0317 | 2.118 | 0.6 | 0 | Approved | 10/12/2018 | 13/10/2026
32A | 0008927 | Liebherr | EFI 4403 | 32A(i): A refrigerated display cabinet (RDC) or a gelato or ice-cream scooping cabinet | Class 2 |  | IFH | 20.8819 | 2.327 | 0.71 | 0 | Approved | 10/12/2018 | 14/10/2026
32A | 0008928 | Liebherr | EFI 4453 | 32A(i): A refrigerated display cabinet (RDC) or a gelato or ice-cream scooping cabinet | Class 2 |  | IFH | 20.8819 | 2.327 | 0.71 | 0 | Approved | 10/12/2018 | 14/10/2026
32A | 0008929 | Liebherr | EFI 4803-42 | 32A(i): A refrigerated display cabinet (RDC) or a gelato or ice-cream scooping cabinet | Class 2 |  | IFH | 24.8447 | 3.04 | 0.82 | 0 | Approved | 10/12/2018 | 13/10/2026
32A | 0008930 | Liebherr | EFI 4853-42 | 32A(i): A refrigerated display cabinet (RDC) or a gelato or ice-cream scooping cabinet | Class 2 |  | IFH | 24.8447 | 3.04 | 0.82 | 0 | Approved | 10/12/2018 | 13/10/2026
32A | 0008931 | Liebherr | EFI 48XX-42 | 32A(i): A refrigerated display cabinet (RDC) or a gelato or ice-cream scooping cabinet | Class 2 |  | IFH | 24.8447 | 3.04 | 0.82 | 0 | Approved | 10/12/2018 | 13/10/2026
32A | 0008932 | Liebherr | EFI 5603 | 32A(i): A refrigerated display cabinet (RDC) or a gelato or ice-cream scooping cabinet | Class 2 |  | IFH | 27.3396 | 3.639 | 0.93 | 0 | Approved | 10/12/2018 | 14/10/2026
32A | 0008933 | Liebherr | EFI 5653 | 32A(i): A refrigerated display cabinet (RDC) or a gelato or ice-cream scooping cabinet | Class 2 |  | IFH | 27.3396 | 3.639 | 0.93 | 0 | Approved | 10/12/2018 | 14/10/2026
32A | 0008934 | Liebherr | EFI 56XX | 32A(i): A refrigerated display cabinet (RDC) or a gelato or ice-cream scooping cabinet | Class 2 |  | IFH | 27.3396 | 3.639 | 0.93 | 0 | Approved | 10/12/2018 | 14/10/2026
32A | 0008935 | Liebherr | EFL 6005 | 32A(iii): A refrigerated storage cabinet (RSC) | Class 4 | ND | SFH | 12.0603 | 1.73 | 0 | 489 | Approved | 10/12/2018 | 2/5/2026
32A | 0008936 | Liebherr | EFX 1XXX | 32A(i): A refrigerated display cabinet (RDC) or a gelato or ice-cream scooping cabinet | Class 2 |  | IFH | 18.1128 | 1.242 | 0.27 | 0 | Approved | 10/12/2018 | 14/10/2026
32A | 0008937 | Liebherr | EFX 2XXX | 32A(i): A refrigerated display cabinet (RDC) or a gelato or ice-cream scooping cabinet | Class 2 |  | IFH | 18.6774 | 1.482 | 0.38 | 0 | Approved | 10/12/2018 | 14/10/2026
32A | 0008938 | Liebherr | EFX 3XXX | 32A(i): A refrigerated display cabinet (RDC) or a gelato or ice-cream scooping cabinet | Class 2 |  | IFH | 21.0317 | 2.118 | 0.6 | 0 | Approved | 10/12/2018 | 13/10/2026
32A | 0008939 | Liebherr | EFX 4XXX | 32A(i): A refrigerated display cabinet (RDC) or a gelato or ice-cream scooping cabinet | Class 2 |  | IFH | 20.8819 | 2.327 | 0.71 | 0 | Approved | 10/12/2018 | 14/10/2026
32A | 0008940 | Liebherr | EFE 1102 | 32A(i): A refrigerated display cabinet (RDC) or a gelato or ice-cream scooping cabinet | Class 2 |  | IFH | 18.2407 | 1.067 | 0.17 | 0 | Approved | 10/12/2018 | 14/10/2026
32A | 0008941 | Liebherr | EFE 1152 | 32A(i): A refrigerated display cabinet (RDC) or a gelato or ice-cream scooping cabinet | Class 2 |  | IFH | 18.2407 | 1.067 | 0.17 | 0 | Approved | 10/12/2018 | 14/10/2026
32A | 0008942 | Liebherr | EFE 1502 | 32A(i): A refrigerated display cabinet (RDC) or a gelato or ice-cream scooping cabinet | Class 2 |  | IFH | 18.1128 | 1.242 | 0.27 | 0 | Approved | 10/12/2018 | 14/10/2026
32A | 0008943 | Liebherr | EFE 1552 | 32A(i): A refrigerated display cabinet (RDC) or a gelato or ice-cream scooping cabinet | Class 2 |  | IFH | 18.1128 | 1.242 | 0.27 | 0 | Approved | 10/12/2018 | 14/10/2026
32A | 0008944 | Liebherr | EFE 2202 | 32A(i): A refrigerated display cabinet (RDC) or a gelato or ice-cream scooping cabinet | Class 2 |  | IFH | 18.6774 | 1.482 | 0.38 | 0 | Approved | 10/12/2018 | 14/10/2026
32A | 0008945 | Liebherr | EFE 2252 | 32A(i): A refrigerated display cabinet (RDC) or a gelato or ice-cream scooping cabinet | Class 2 |  | IFH | 18.6774 | 1.482 | 0.38 | 0 | Approved | 10/12/2018 | 14/10/2026
32A | 0008946 | Liebherr | EFE 3802 | 32A(i): A refrigerated display cabinet (RDC) or a gelato or ice-cream scooping cabinet | Class 2 |  | IFH | 21.0317 | 2.118 | 0.6 | 0 | Approved | 10/12/2018 | 13/10/2026
32A | 0008947 | Liebherr | EFE 3852 | 32A(i): A refrigerated display cabinet (RDC) or a gelato or ice-cream scooping cabinet | Class 2 |  | IFH | 21.0317 | 2.118 | 0.6 | 0 | Approved | 10/12/2018 | 13/10/2026
32A | 0008948 | Liebherr | EFE 4602 | 32A(i): A refrigerated display cabinet (RDC) or a gelato or ice-cream scooping cabinet | Class 2 |  | IFH | 20.8819 | 2.327 | 0.71 | 0 | Approved | 10/12/2018 | 14/10/2026
32A | 0008949 | Liebherr | EFE 4652 | 32A(i): A refrigerated display cabinet (RDC) or a gelato or ice-cream scooping cabinet | Class 2 |  | IFH | 20.8819 | 2.327 | 0.71 | 0 | Approved | 10/12/2018 | 14/10/2026
32A | 0008950 | Liebherr | EFE 5102 | 32A(i): A refrigerated display cabinet (RDC) or a gelato or ice-cream scooping cabinet | Class 2 |  | IFH | 24.8447 | 3.04 | 0.82 | 0 | Approved | 10/12/2018 | 13/10/2026
32A | 0008951 | Liebherr | EFE 5152 | 32A(i): A refrigerated display cabinet (RDC) or a gelato or ice-cream scooping cabinet | Class 2 |  | IFH | 24.8447 | 3.04 | 0.82 | 0 | Approved | 10/12/2018 | 13/10/2026
32A | 0008952 | Liebherr | EFE 6002 | 32A(i): A refrigerated display cabinet (RDC) or a gelato or ice-cream scooping cabinet | Class 2 |  | IFH | 27.3396 | 3.639 | 0.93 | 0 | Approved | 10/12/2018 | 14/10/2026
32A | 0008953 | Liebherr | EFE 6052 | 32A(i): A refrigerated display cabinet (RDC) or a gelato or ice-cream scooping cabinet | Class 2 |  | IFH | 27.3396 | 3.639 | 0.93 | 0 | Approved | 10/12/2018 | 14/10/2026
32A | 0008954 | Efe Reyon | EFES D 22 3905 | 32A(i): A refrigerated display cabinet (RDC) or a gelato or ice-cream scooping cabinet | Class 15 |  | RFV | 35.5959 | 90.45 | 13.22 | 0 | Approved | 10/12/2018 | 2/5/2026
32A | 0008955 | Gram Commercial Refrigeration | ECO PLUS F 140 CCG | 32A(iii): A refrigerated storage cabinet (RSC) | Class 10 | ND | SFV | 42.0689 | 7.657 | 0 | 1049.92 | Approved | 10/12/2018 | 20/5/2026
32A | 0008956 | Gram Commercial Refrigeration | ECO PLUS F 140 RAG | 32A(iii): A refrigerated storage cabinet (RSC) | Class 10 | ND | SFV | 42.0689 | 7.657 | 0 | 1049.92 | Approved | 10/12/2018 | 20/5/2026
32A | 0008957 | Gram Commercial Refrigeration | ECO PLUS F 70 CCG | 32A(iii): A refrigerated storage cabinet (RSC) | Class 10 | ND | SFV | 40.7859 | 4.1305 | 0 | 451.3 | Approved | 10/12/2018 | 20/5/2026
32A | 0008958 | Gram Commercial Refrigeration | ECO PLUS F 70 LAG | 32A(iii): A refrigerated storage cabinet (RSC) | Class 10 | ND | SFV | 40.7859 | 4.1305 | 0 | 451.3 | Approved | 10/12/2018 | 20/5/2026
32A | 0008959 | Gram Commercial Refrigeration | ECO PLUS F 70 LCG | 32A(iii): A refrigerated storage cabinet (RSC) | Class 10 | ND | SFV | 40.7859 | 4.1305 | 0 | 451.3 | Approved | 10/12/2018 | 20/5/2026
32A | 0008960 | Gram Commercial Refrigeration | ECO PLUS F 70 RAG | 32A(iii): A refrigerated storage cabinet (RSC) | Class 10 | ND | SFV | 40.7859 | 4.1305 | 0 | 451.3 | Approved | 10/12/2018 | 20/5/2026
32A | 0008961 | Gram Commercial Refrigeration | ECO PLUS F 70 RCG | 32A(iii): A refrigerated storage cabinet (RSC) | Class 10 | ND | SFV | 40.7859 | 4.1305 | 0 | 451.3 | Approved | 10/12/2018 | 20/5/2026
32A | 0008962 | Gram Commercial Refrigeration | ECO TWIN F 82 CCG | 32A(iii): A refrigerated storage cabinet (RSC) | Class 10 | ND | SFV | 42.6622 | 4.3244 | 0 | 451.3 | Approved | 10/12/2018 | 27/5/2026
32A | 0008963 | Gram Commercial Refrigeration | ECO TWIN F 82 LAG | 32A(iii): A refrigerated storage cabinet (RSC) | Class 10 | ND | SFV | 42.6622 | 4.3244 | 0 | 451.3 | Approved | 10/12/2018 | 27/5/2026
32A | 0008964 | Gram Commercial Refrigeration | ECO TWIN F 82 LCG | 32A(iii): A refrigerated storage cabinet (RSC) | Class 10 | ND | SFV | 42.6622 | 4.3244 | 0 | 451.3 | Approved | 10/12/2018 | 27/5/2026
32A | 0008965 | Gram Commercial Refrigeration | ECO TWIN F 82 RAG | 32A(iii): A refrigerated storage cabinet (RSC) | Class 10 | ND | SFV | 42.6622 | 4.3244 | 0 | 451.3 | Approved | 10/12/2018 | 27/5/2026
32A | 0008966 | Gram Commercial Refrigeration | ECO TWIN F 82 RCG | 32A(iii): A refrigerated storage cabinet (RSC) | Class 10 | ND | SFV | 42.6622 | 4.3244 | 0 | 451.3 | Approved | 10/12/2018 | 27/5/2026
32A | 0008967 | Euro | EA900 | 32A(i): A refrigerated display cabinet (RDC) or a gelato or ice-cream scooping cabinet | Class 7 |  | IRV | 22.5085 | 2.97 | 0.45 | 0 | Approved | 10/12/2018 | 7/10/2026
32A | 0008968 | Euro | EA900SDSX | 32A(i): A refrigerated display cabinet (RDC) or a gelato or ice-cream scooping cabinet | Class 7 |  | IRV | 22.5085 | 2.97 | 0.45 | 0 | Approved | 10/12/2018 | 7/10/2026
32A | 0008969 | Euro | EA900WFBL | 32A(i): A refrigerated display cabinet (RDC) or a gelato or ice-cream scooping cabinet | Class 7 |  | IRV | 22.5085 | 2.97 | 0.45 | 0 | Approved | 10/12/2018 | 7/10/2026
32A | 0008970 | Euro | EA900WFSX2 | 32A(i): A refrigerated display cabinet (RDC) or a gelato or ice-cream scooping cabinet | Class 7 |  | IRV | 22.5085 | 2.97 | 0.45 | 0 | Approved | 10/12/2018 | 7/10/2026
32A | 0008971 | Euro | EA900WSDB | 32A(i): A refrigerated display cabinet (RDC) or a gelato or ice-cream scooping cabinet | Class 7 |  | IRV | 22.5085 | 2.97 | 0.45 | 0 | Approved | 10/12/2018 | 7/10/2026
32A | 0008972 | Polar Refrigeration | DL914-A | 32A(iii): A refrigerated storage cabinet (RSC) | Class 3 | HD | SRH | 24.382 | 1.52 | 0 | 190 | Approved | 10/12/2018 | 16/9/2026
32A | 0008974 | Polar Refrigeration | DL915-A | 32A(iii): A refrigerated storage cabinet (RSC) | Class 3 | HD | SRH | 24.7799 | 1.72 | 0 | 291 | Approved | 10/12/2018 | 2/5/2026
32A | 0008975 | Polar Refrigeration | DM075-A | 32A(i): A refrigerated display cabinet (RDC) or a gelato or ice-cream scooping cabinet | Class 7 |  | IRV | 15.0815 | 1.99 | 0.45 | 0 | Approved | 10/12/2018 | 13/9/2026
32A | 0008976 | Polar Refrigeration | DM076-A | 32A(i): A refrigerated display cabinet (RDC) or a gelato or ice-cream scooping cabinet | Class 7 |  | IRV | 18.1587 | 2.712 | 0.64 | 0 | Approved | 10/12/2018 | 13/9/2026
32A | 0008977 | Hussmann | CSC13-4 | 32A(i): A refrigerated display cabinet (RDC) or a gelato or ice-cream scooping cabinet | Class 14 |  | RRV | 71.4813 | 20.363 | 2.128 | 0 | Approved | 10/12/2018 | 17/8/2025
32A | 0008978 | Festive | DCC12 | 32A(i): A refrigerated display cabinet (RDC) or a gelato or ice-cream scooping cabinet | Class 7 |  | IRV | 62.1624 | 13.35 | 1.36 | 0 | Approved | 10/12/2018 | 4/5/2026
32A | 0008979 | Festive | DCC15 | 32A(i): A refrigerated display cabinet (RDC) or a gelato or ice-cream scooping cabinet | Class 7 |  | IRV | 70.9796 | 16.6 | 1.57 | 0 | Approved | 10/12/2018 | 2/5/2026
32A | 0008980 | Festive | DCC18 | 32A(i): A refrigerated display cabinet (RDC) or a gelato or ice-cream scooping cabinet | Class 7 |  | IRV | 60.5121 | 12.5 | 1.27 | 0 | Approved | 10/12/2018 | 2/5/2026
32A | 0008981 | Festive | DCC9 | 32A(i): A refrigerated display cabinet (RDC) or a gelato or ice-cream scooping cabinet | Class 7 |  | IRV | 45.0402 | 9.14 | 1.23 | 0 | Approved | 10/12/2018 | 4/6/2026
32A | 0008982 | Festive | DCI12 | 32A(i): A refrigerated display cabinet (RDC) or a gelato or ice-cream scooping cabinet | Class 7 |  | IRV | 62.1624 | 13.35 | 1.36 | 0 | Approved | 10/12/2018 | 4/5/2026
32A | 0008983 | Festive | DCI15 | 32A(i): A refrigerated display cabinet (RDC) or a gelato or ice-cream scooping cabinet | Class 7 |  | IRV | 70.9796 | 16.6 | 1.57 | 0 | Approved | 10/12/2018 | 2/5/2026
32A | 0008984 | Festive | DCI18 | 32A(i): A refrigerated display cabinet (RDC) or a gelato or ice-cream scooping cabinet | Class 7 |  | IRV | 60.5121 | 12.5 | 1.27 | 0 | Approved | 10/12/2018 | 2/5/2026
32A | 0008985 | Festive | DCI9 | 32A(i): A refrigerated display cabinet (RDC) or a gelato or ice-cream scooping cabinet | Class 7 |  | IRV | 45.0402 | 9.14 | 1.23 | 0 | Approved | 10/12/2018 | 4/6/2026
32A | 0008986 | baridinova | CUML375C | 32A(i): A refrigerated display cabinet (RDC) or a gelato or ice-cream scooping cabinet | Class 14 |  | RRV | 60.83 | 68.31 | 6.58 | 0 | Approved | 10/12/2018 | 11/8/2026
32A | 0008987 | baridinova | CUML375C-D | 32A(i): A refrigerated display cabinet (RDC) or a gelato or ice-cream scooping cabinet | Class 14 |  | RRV | 60.83 | 68.31 | 6.58 | 0 | Approved | 10/12/2018 | 11/8/2026
32A | 0008988 | baridinova | CUML375C-P | 32A(i): A refrigerated display cabinet (RDC) or a gelato or ice-cream scooping cabinet | Class 14 |  | RRV | 60.83 | 68.31 | 6.58 | 0 | Approved | 10/12/2018 | 11/8/2026
32A | 0008989 | AUSTUNE | CUR225-4 | 32A(iii): A refrigerated storage cabinet (RSC) | Class 3 | ND | SRH | 20.8697 | 1.9 | 0 | 600 | Approved | 10/12/2018 | 2/5/2026
32A | 0008990 | AUSTUNE | CUR90-1 | 32A(iii): A refrigerated storage cabinet (RSC) | Class 3 | ND | SRH | 19.3976 | 1.25 | 0 | 220 | Approved | 10/12/2018 | 17/8/2026
32A | 0008991 | Polar Refrigeration | CW197-A | 32A(i): A refrigerated display cabinet (RDC) or a gelato or ice-cream scooping cabinet | Class 7 |  | IRV | 13.9625 | 2.157 | 0.7 | 0 | Approved | 10/12/2018 | 16/9/2026
32A | 0008992 | Polar Refrigeration | DA462-A | 32A(iii): A refrigerated storage cabinet (RSC) | Class 3 | HD | SRH | 29.5047 | 1.67 | 0 | 108 | Approved | 10/12/2018 | 16/6/2026
32A | 0008993 | Polar Refrigeration | DA463-A | 32A(iii): A refrigerated storage cabinet (RSC) | Class 3 | HD | SRH | 33.2886 | 2.01 | 0 | 162 | Approved | 10/12/2018 | 18/10/2026
32A | 0008994 | Polar Refrigeration | DA464-A | 32A(iii): A refrigerated storage cabinet (RSC) | Class 3 | HD | SRH | 41.1017 | 2.64 | 0 | 217 | Approved | 10/12/2018 | 13/9/2026
32A | 0008995 | Polar Refrigeration | DA547-A | 32A(iii): A refrigerated storage cabinet (RSC) | Class 3 | ND | SRH | 35.2892 | 1.99 | 0 | 105 | Approved | 10/12/2018 | 17/6/2026
32A | 0008996 | Polar Refrigeration | DA548-A | 32A(iii): A refrigerated storage cabinet (RSC) | Class 3 | ND | SRH | 35.1075 | 2.11 | 0 | 158 | Approved | 10/12/2018 | 17/6/2026
32A | 0008997 | Polar Refrigeration | DA549-A | 32A(iii): A refrigerated storage cabinet (RSC) | Class 3 | ND | SRH | 49.0509 | 3.13 | 0 | 211 | Approved | 10/12/2018 | 17/6/2026
32A | 0008998 | Hussmann | DC09 Fish Cabinet | 32A(i): A refrigerated display cabinet (RDC) or a gelato or ice-cream scooping cabinet | Class 12 |  | RRH | 66.3976 | 9.87 | 3.195 | 0 | Approved | 10/12/2018 | 5/5/2026
32A | 0008999 | Hussmann | DC09-4F1 | 32A(i): A refrigerated display cabinet (RDC) or a gelato or ice-cream scooping cabinet | Class 12 |  | RRH | 66.3976 | 9.87 | 3.195 | 0 | Approved | 10/12/2018 | 5/5/2026
32A | 0009200 | Hussmann | DC09-4F1-1 | 32A(i): A refrigerated display cabinet (RDC) or a gelato or ice-cream scooping cabinet | Class 12 |  | RRH | 66.3976 | 9.87 | 3.195 | 0 | Approved | 10/12/2018 | 5/5/2026
32A | 0009201 | Hussmann | DC09-6F1 | 32A(i): A refrigerated display cabinet (RDC) or a gelato or ice-cream scooping cabinet | Class 12 |  | RRH | 66.3976 | 9.87 | 3.195 | 0 | Approved | 10/12/2018 | 5/5/2026
32A | 0009202 | Hussmann | DC09-6F1-1 | 32A(i): A refrigerated display cabinet (RDC) or a gelato or ice-cream scooping cabinet | Class 12 |  | RRH | 66.3976 | 9.87 | 3.195 | 0 | Approved | 10/12/2018 | 5/5/2026
32A | 0009203 | Bromic | CT0080G4 | 32A(i): A refrigerated display cabinet (RDC) or a gelato or ice-cream scooping cabinet | Class 7 |  | IRV | 19.0653 | 2.8802 | 0.66 | 0 | Approved | 10/12/2018 | 2/5/2026
32A | 0009204 | Bromic | CT0080G4B | 32A(i): A refrigerated display cabinet (RDC) or a gelato or ice-cream scooping cabinet | Class 7 |  | IRV | 19.0653 | 2.8802 | 0.66 | 0 | Approved | 10/12/2018 | 2/5/2026
32A | 0009205 | Bromic | CT0080G4BC | 32A(i): A refrigerated display cabinet (RDC) or a gelato or ice-cream scooping cabinet | Class 7 |  | IRV | 20.2569 | 3.0605 | 0.66 | 0 | Approved | 10/12/2018 | 2/5/2026
32A | 0009206 | Bromic | CT0080G4C | 32A(i): A refrigerated display cabinet (RDC) or a gelato or ice-cream scooping cabinet | Class 7 |  | IRV | 20.2569 | 3.0605 | 0.66 | 0 | Approved | 10/12/2018 | 2/5/2026
32A | 0009207 | Bromic | CT0080G4LW | 32A(i): A refrigerated display cabinet (RDC) or a gelato or ice-cream scooping cabinet | Class 7 |  | IRV | 19.0653 | 2.8802 | 0.66 | 0 | Approved | 10/12/2018 | 2/5/2026
32A | 0009208 | Bromic | CT0080G4W | 32A(i): A refrigerated display cabinet (RDC) or a gelato or ice-cream scooping cabinet | Class 7 |  | IRV | 19.0653 | 2.8802 | 0.66 | 0 | Approved | 10/12/2018 | 2/5/2026
32A | 0009209 | Bromic | CT0080G4WC | 32A(i): A refrigerated display cabinet (RDC) or a gelato or ice-cream scooping cabinet | Class 7 |  | IRV | 20.2569 | 3.0605 | 0.66 | 0 | Approved | 10/12/2018 | 2/5/2026
32A | 0009210 | Bromic | CT0100G4B | 32A(i): A refrigerated display cabinet (RDC) or a gelato or ice-cream scooping cabinet | Class 7 |  | IRV | 20.4082 | 3.3839 | 0.82 | 0 | Approved | 10/12/2018 | 2/5/2026
32A | 0009211 | Bromic | CT0100G4BC | 32A(i): A refrigerated display cabinet (RDC) or a gelato or ice-cream scooping cabinet | Class 7 |  | IRV | 21.1327 | 3.5016 | 0.82 | 0 | Approved | 10/12/2018 | 2/5/2026
32A | 0009212 | Bromic | CT0100G4W | 32A(i): A refrigerated display cabinet (RDC) or a gelato or ice-cream scooping cabinet | Class 7 |  | IRV | 20.4082 | 3.3839 | 0.82 | 0 | Approved | 10/12/2018 | 2/5/2026
32A | 0009213 | EPTA | Crystal L 20 3D | 32A(i): A refrigerated display cabinet (RDC) or a gelato or ice-cream scooping cabinet | Class 15 |  | RFV | 63.4397 | 38.82 | 3.12 | 0 | Approved | 10/12/2018 | 21/9/2026
32A | 0009214 | EPTA | Crystal L 20 3DR | 32A(i): A refrigerated display cabinet (RDC) or a gelato or ice-cream scooping cabinet | Class 15 |  | RFV | 63.4397 | 38.82 | 3.12 | 0 | Approved | 10/12/2018 | 21/9/2026
32A | 0009215 | EPTA | Crystal L 20 4D | 32A(i): A refrigerated display cabinet (RDC) or a gelato or ice-cream scooping cabinet | Class 15 |  | RFV | 63.8571 | 51.76 | 4.16 | 0 | Approved | 10/12/2018 | 22/9/2026
32A | 0009216 | EPTA | Crystal L 20 4DR | 32A(i): A refrigerated display cabinet (RDC) or a gelato or ice-cream scooping cabinet | Class 15 |  | RFV | 63.8571 | 51.76 | 4.16 | 0 | Approved | 10/12/2018 | 22/9/2026
32A | 0009217 | Gram Commercial Refrigeration | Compact F 610 LG | 32A(iii): A refrigerated storage cabinet (RSC) | Class 10 | ND | SFV | 59.6977 | 5.9224 | 0 | 435.79 | Approved | 10/12/2018 | 19/5/2026
32A | 0009218 | Gram Commercial Refrigeration | Compact F 610 RG | 32A(iii): A refrigerated storage cabinet (RSC) | Class 10 | ND | SFV | 59.6977 | 5.9224 | 0 | 435.79 | Approved | 10/12/2018 | 19/5/2026
32A | 0009220 | Thermaster | CM20G | 32A(i): A refrigerated display cabinet (RDC) or a gelato or ice-cream scooping cabinet | Class 7 |  | IRV | 12.264 | 2.024 | 0.81 | 0 | Approved | 10/12/2018 | 22/6/2026
32A | 0009221 | Thermaster | CM25G | 32A(i): A refrigerated display cabinet (RDC) or a gelato or ice-cream scooping cabinet | Class 7 |  | IRV | 24.9366 | 4.716 | 1.08 | 0 | Approved | 10/12/2018 | 22/6/2026
32A | 0009222 | Polar Refrigeration | CM433-A | 32A(i): A refrigerated display cabinet (RDC) or a gelato or ice-cream scooping cabinet | Class 2 |  | IFH | 23.9913 | 1.757 | 0.32 | 0 | Approved | 10/12/2018 | 24/6/2025
32A | 0009223 | Polar Refrigeration | CM434-A | 32A(i): A refrigerated display cabinet (RDC) or a gelato or ice-cream scooping cabinet | Class 2 |  | IFH | 34.0659 | 3.098 | 0.5 | 0 | Approved | 10/12/2018 | 9/7/2025
32A | 0009224 | Crusader | CCE1130HC | 32A(i): A refrigerated display cabinet (RDC) or a gelato or ice-cream scooping cabinet | Class 7 |  | IRV | 21.5856 | 4.403 | 1.241 | 0 | Approved | 10/12/2018 | 2/5/2026
32A | 0009225 | Crusader | CCE1130HC FLOWER | 32A(i): A refrigerated display cabinet (RDC) or a gelato or ice-cream scooping cabinet | Class 7 |  | IRV | 21.5856 | 4.403 | 1.241 | 0 | Approved | 10/12/2018 | 2/5/2026
32A | 0009226 | Crusader | CCE1130HCS | 32A(i): A refrigerated display cabinet (RDC) or a gelato or ice-cream scooping cabinet | Class 7 |  | IRV | 21.5856 | 4.403 | 1.241 | 0 | Approved | 10/12/2018 | 2/5/2026
32A | 0009227 | Crusader | CCE1130HCX | 32A(i): A refrigerated display cabinet (RDC) or a gelato or ice-cream scooping cabinet | Class 7 |  | IRV | 21.5856 | 4.403 | 1.241 | 0 | Approved | 10/12/2018 | 2/5/2026
32A | 0009228 | Polar Refrigeration | CL108-A | 32A(iii): A refrigerated storage cabinet (RSC) | Class 3 | ND | SRH | 39.5079 | 2.38 | 0 | 160 | Approved | 10/12/2018 | 2/5/2026
32A | 0009229 | Polar Refrigeration | CL109-A | 32A(iii): A refrigerated storage cabinet (RSC) | Class 3 | ND | SRH | 44.4369 | 2.96 | 0 | 251 | Approved | 10/12/2018 | 2/5/2026
32A | 0009230 | Polar Refrigeration | CK479-A | 32A(i): A refrigerated display cabinet (RDC) or a gelato or ice-cream scooping cabinet | Class 7 |  | IRV | 14.011 | 2.039 | 0.6 | 0 | Approved | 10/12/2018 | 16/9/2026
32A | 0009233 | Polar Refrigeration | CK490-A | 32A(i): A refrigerated display cabinet (RDC) or a gelato or ice-cream scooping cabinet | Class 7 |  | IRV | 11.2744 | 1.583 | 0.54 | 0 | Approved | 10/12/2018 | 13/10/2026
32A | 0009235 | Polar Refrigeration | CK491-A | 32A(i): A refrigerated display cabinet (RDC) or a gelato or ice-cream scooping cabinet | Class 7 |  | IRV | 12.264 | 2.024 | 0.81 | 0 | Approved | 10/12/2018 | 14/10/2026
32A | 0009236 | Polar Refrigeration | CK492-A | 32A(i): A refrigerated display cabinet (RDC) or a gelato or ice-cream scooping cabinet | Class 7 |  | IRV | 24.9366 | 4.716 | 1.08 | 0 | Approved | 10/12/2018 | 16/6/2026
32A | 0009237 | Polar Refrigeration | CD610-A | 32A(iii): A refrigerated storage cabinet (RSC) | Class 3 | ND | SRH | 22.4505 | 1.2 | 0 | 63 | Approved | 10/12/2018 | 7/10/2026
32A | 0009239 | Polar Refrigeration | CD611-A | 32A(iii): A refrigerated storage cabinet (RSC) | Class 4 | ND | SFH | 13.6448 | 1.06 | 0 | 78 | Approved | 10/12/2018 | 7/10/2026
32A | 0009241 | Polar Refrigeration | CD612-A | 32A(iii): A refrigerated storage cabinet (RSC) | Class 9 | ND | SRV | 45.9129 | 1.26 | 0 | 239 | Approved | 10/12/2018 | 14/10/2026
32A | 0009243 | Polar Refrigeration | CD613-A | 32A(iii): A refrigerated storage cabinet (RSC) | Class 10 | ND | SFV | 27.0697 | 2.02 | 0 | 254 | Approved | 10/12/2018 | 13/10/2026
32A | 0009245 | Polar Refrigeration | CD614-A | 32A(iii): A refrigerated storage cabinet (RSC) | Class 9 | ND | SRV | 42.1991 | 1.5 | 0 | 419 | Approved | 10/12/2018 | 14/10/2026
32A | 0009247 | Polar Refrigeration | CD615-A | 32A(iii): A refrigerated storage cabinet (RSC) | Class 10 | ND | SFV | 20.9485 | 2.16 | 0 | 465 | Approved | 10/12/2018 | 18/10/2026
32A | 0009248 | Exquisite | CDS209 | 32A(i): A refrigerated display cabinet (RDC) or a gelato or ice-cream scooping cabinet | Class 7 |  | IRV | 17.6726 | 4.306 | 1.68 | 0 | Approved | 10/12/2018 | 2/5/2026
32A | 0009249 | Exquisite | CDS209B | 32A(i): A refrigerated display cabinet (RDC) or a gelato or ice-cream scooping cabinet | Class 7 |  | IRV | 17.6726 | 4.306 | 1.68 | 0 | Approved | 10/12/2018 | 2/5/2026
32A | 0009250 | Exquisite | CDS209S | 32A(i): A refrigerated display cabinet (RDC) or a gelato or ice-cream scooping cabinet | Class 7 |  | IRV | 17.6726 | 4.306 | 1.68 | 0 | Approved | 10/12/2018 | 2/5/2026
32A | 0009251 | Exquisite | CDS209W | 32A(i): A refrigerated display cabinet (RDC) or a gelato or ice-cream scooping cabinet | Class 7 |  | IRV | 17.6726 | 4.306 | 1.68 | 0 | Approved | 10/12/2018 | 2/5/2026
32A | 0009252 | Exquisite | CDS212 | 32A(i): A refrigerated display cabinet (RDC) or a gelato or ice-cream scooping cabinet | Class 7 |  | IRV | 19.4932 | 5.568 | 2.14 | 0 | Approved | 10/12/2018 | 2/5/2026
32A | 0009253 | Exquisite | CDS212B | 32A(i): A refrigerated display cabinet (RDC) or a gelato or ice-cream scooping cabinet | Class 7 |  | IRV | 19.4932 | 5.568 | 2.14 | 0 | Approved | 10/12/2018 | 2/5/2026
32A | 0009254 | Exquisite | CDS212S | 32A(i): A refrigerated display cabinet (RDC) or a gelato or ice-cream scooping cabinet | Class 7 |  | IRV | 19.4932 | 5.568 | 2.14 | 0 | Approved | 10/12/2018 | 2/5/2026
32A | 0009255 | Exquisite | CDS212W | 32A(i): A refrigerated display cabinet (RDC) or a gelato or ice-cream scooping cabinet | Class 7 |  | IRV | 19.4932 | 5.568 | 2.14 | 0 | Approved | 10/12/2018 | 2/5/2026
32A | 0009256 | Exquisite | CDS215 | 32A(i): A refrigerated display cabinet (RDC) or a gelato or ice-cream scooping cabinet | Class 7 |  | IRV | 16.9389 | 5.58 | 2.62 | 0 | Approved | 10/12/2018 | 2/5/2026
32A | 0009257 | Exquisite | CDS215B | 32A(i): A refrigerated display cabinet (RDC) or a gelato or ice-cream scooping cabinet | Class 7 |  | IRV | 16.9389 | 5.58 | 2.62 | 0 | Approved | 10/12/2018 | 2/5/2026
32A | 0009258 | Exquisite | CDS215S | 32A(i): A refrigerated display cabinet (RDC) or a gelato or ice-cream scooping cabinet | Class 7 |  | IRV | 16.9389 | 5.58 | 2.62 | 0 | Approved | 10/12/2018 | 2/5/2026
32A | 0009259 | Exquisite | CDS215W | 32A(i): A refrigerated display cabinet (RDC) or a gelato or ice-cream scooping cabinet | Class 7 |  | IRV | 16.9389 | 5.58 | 2.62 | 0 | Approved | 10/12/2018 | 2/5/2026
32A | 0009260 | Exquisite | CDS309 | 32A(i): A refrigerated display cabinet (RDC) or a gelato or ice-cream scooping cabinet | Class 7 |  | IRV | 15.7699 | 4.425 | 2.08 | 0 | Approved | 10/12/2018 | 2/5/2026
32A | 0009261 | Exquisite | CDS309B | 32A(i): A refrigerated display cabinet (RDC) or a gelato or ice-cream scooping cabinet | Class 7 |  | IRV | 15.7699 | 4.425 | 2.08 | 0 | Approved | 10/12/2018 | 2/5/2026
32A | 0009262 | Exquisite | CDS309S | 32A(i): A refrigerated display cabinet (RDC) or a gelato or ice-cream scooping cabinet | Class 7 |  | IRV | 15.7699 | 4.425 | 2.08 | 0 | Approved | 10/12/2018 | 2/5/2026
32A | 0009263 | Exquisite | CDS309W | 32A(i): A refrigerated display cabinet (RDC) or a gelato or ice-cream scooping cabinet | Class 7 |  | IRV | 15.7699 | 4.425 | 2.08 | 0 | Approved | 10/12/2018 | 2/5/2026
32A | 0009264 | Exquisite | CDS312 | 32A(i): A refrigerated display cabinet (RDC) or a gelato or ice-cream scooping cabinet | Class 7 |  | IRV | 17.7492 | 5.96 | 2.69 | 0 | Approved | 10/12/2018 | 2/5/2026
32A | 0009265 | Exquisite | CDS312B | 32A(i): A refrigerated display cabinet (RDC) or a gelato or ice-cream scooping cabinet | Class 7 |  | IRV | 17.7492 | 5.96 | 2.69 | 0 | Approved | 10/12/2018 | 2/5/2026
32A | 0009266 | Exquisite | CDS312S | 32A(i): A refrigerated display cabinet (RDC) or a gelato or ice-cream scooping cabinet | Class 7 |  | IRV | 17.7492 | 5.96 | 2.69 | 0 | Approved | 10/12/2018 | 2/5/2026
32A | 0009267 | Exquisite | CDS312W | 32A(i): A refrigerated display cabinet (RDC) or a gelato or ice-cream scooping cabinet | Class 7 |  | IRV | 17.7492 | 5.96 | 2.69 | 0 | Approved | 10/12/2018 | 2/5/2026
32A | 0009268 | Exquisite | CDS315 | 32A(i): A refrigerated display cabinet (RDC) or a gelato or ice-cream scooping cabinet | Class 7 |  | IRV | 15.7535 | 6.15 | 3.29 | 0 | Approved | 10/12/2018 | 2/5/2026
32A | 0009269 | Exquisite | CDS315B | 32A(i): A refrigerated display cabinet (RDC) or a gelato or ice-cream scooping cabinet | Class 7 |  | IRV | 15.7535 | 6.15 | 3.29 | 0 | Approved | 10/12/2018 | 2/5/2026
32A | 0009270 | Exquisite | CDS315S | 32A(i): A refrigerated display cabinet (RDC) or a gelato or ice-cream scooping cabinet | Class 7 |  | IRV | 15.7535 | 6.15 | 3.29 | 0 | Approved | 10/12/2018 | 2/5/2026
32A | 0009271 | Exquisite | CDS315W | 32A(i): A refrigerated display cabinet (RDC) or a gelato or ice-cream scooping cabinet | Class 7 |  | IRV | 15.7535 | 6.15 | 3.29 | 0 | Approved | 10/12/2018 | 2/5/2026
32A | 0009272 | Bromic | CF0200 | 32A(i): A refrigerated display cabinet (RDC) or a gelato or ice-cream scooping cabinet | Class 2 |  | IFH | 29.607 | 2.234 | 0.3433 | 0 | Approved | 10/12/2018 | 20/5/2026
32A | 0009273 | Bromic | CF0200ATCG | 32A(i): A refrigerated display cabinet (RDC) or a gelato or ice-cream scooping cabinet | Class 2 |  | IFH | 29.607 | 2.234 | 0.3433 | 0 | Approved | 10/12/2018 | 20/5/2026
32A | 0009274 | Bromic | CF0200FTFG | 32A(i): A refrigerated display cabinet (RDC) or a gelato or ice-cream scooping cabinet | Class 2 |  | IFH | 29.607 | 2.234 | 0.3433 | 0 | Approved | 10/12/2018 | 20/5/2026
32A | 0009275 | Bromic | CF0300 | 32A(i): A refrigerated display cabinet (RDC) or a gelato or ice-cream scooping cabinet | Class 2 |  | IFH | 32.5275 | 2.958 | 0.5033 | 0 | Approved | 10/12/2018 | 20/5/2026
32A | 0009276 | Bromic | CF0300ATCG | 32A(i): A refrigerated display cabinet (RDC) or a gelato or ice-cream scooping cabinet | Class 2 |  | IFH | 32.5275 | 2.958 | 0.5033 | 0 | Approved | 10/12/2018 | 20/5/2026
32A | 0009277 | Bromic | CF0300FTFG | 32A(i): A refrigerated display cabinet (RDC) or a gelato or ice-cream scooping cabinet | Class 2 |  | IFH | 32.5275 | 2.958 | 0.5033 | 0 | Approved | 10/12/2018 | 20/5/2026
32A | 0009278 | Bromic | CF0300FTSS | 32A(iii): A refrigerated storage cabinet (RSC) | Class 4 | ND | SFH | 22.9584 | 2.3 | 0 | 218.6 | Approved | 10/12/2018 | 20/5/2026
32A | 0009279 | Bromic | CF0400 | 32A(i): A refrigerated display cabinet (RDC) or a gelato or ice-cream scooping cabinet | Class 2 |  | IFH | 35.1519 | 3.748 | 0.6593 | 0 | Approved | 10/12/2018 | 20/5/2026
32A | 0009280 | Bromic | CF0400ATCG | 32A(i): A refrigerated display cabinet (RDC) or a gelato or ice-cream scooping cabinet | Class 2 |  | IFH | 35.1519 | 3.748 | 0.6593 | 0 | Approved | 10/12/2018 | 20/5/2026
32A | 0009281 | Bromic | CF0400FTFG | 32A(i): A refrigerated display cabinet (RDC) or a gelato or ice-cream scooping cabinet | Class 2 |  | IFH | 35.1519 | 3.748 | 0.6593 | 0 | Approved | 10/12/2018 | 20/5/2026
32A | 0009282 | Bromic | CF0500 | 32A(i): A refrigerated display cabinet (RDC) or a gelato or ice-cream scooping cabinet | Class 2 |  | IFH | 40.2824 | 4.852 | 0.8028 | 0 | Approved | 10/12/2018 | 20/5/2026
32A | 0009283 | Bromic | CF0500ATCG | 32A(i): A refrigerated display cabinet (RDC) or a gelato or ice-cream scooping cabinet | Class 2 |  | IFH | 40.2824 | 4.852 | 0.8028 | 0 | Approved | 10/12/2018 | 20/5/2026
32A | 0009284 | Bromic | CF0500FTFG | 32A(i): A refrigerated display cabinet (RDC) or a gelato or ice-cream scooping cabinet | Class 2 |  | IFH | 40.2824 | 4.852 | 0.8028 | 0 | Approved | 10/12/2018 | 20/5/2026
32A | 0009285 | Bromic | CF0500FTSS | 32A(iii): A refrigerated storage cabinet (RSC) | Class 4 | ND | SFH | 29.0034 | 3.825 | 0 | 417.8 | Approved | 10/12/2018 | 2/5/2026
32A | 0009286 | Bromic | CF0600ATCG | 32A(i): A refrigerated display cabinet (RDC) or a gelato or ice-cream scooping cabinet | Class 2 |  | IFH | 43.4716 | 5.659 | 0.9033 | 0 | Approved | 10/12/2018 | 20/5/2026
32A | 0009287 | Bromic | CF0700FTFG | 32A(i): A refrigerated display cabinet (RDC) or a gelato or ice-cream scooping cabinet | Class 2 |  | IFH | 33.7056 | 4.95 | 1.0745 | 0 | Approved | 10/12/2018 | 2/5/2026
32A | 0009288 | Bromic | CF0700FTSS | 32A(iii): A refrigerated storage cabinet (RSC) | Class 4 | ND | SFH | 24.4874 | 4.212 | 0 | 667 | Approved | 10/12/2018 | 10/6/2026
32A | 0009289 | Bonvue | CG120FA-2XB | 32A(i): A refrigerated display cabinet (RDC) or a gelato or ice-cream scooping cabinet | Class 7 |  | IRV | 47.126 | 11.15 | 1.6 | 0 | Approved | 10/12/2018 | 30/7/2026
32A | 0009290 | EPTA | Chorus 100 BT | 32A(i): A refrigerated display cabinet (RDC) or a gelato or ice-cream scooping cabinet | Class 2 |  | IFH | 55.34 | 9.7 | 1.36 | 0 | Approved | 10/12/2018 | 2/5/2026
32A | 0009291 | EPTA | Chorus 100 TN | 32A(i): A refrigerated display cabinet (RDC) or a gelato or ice-cream scooping cabinet | Class 1 |  | IRH | 41.3712 | 3.5 | 1.36 | 0 | Approved | 10/12/2018 | 2/5/2026
32A | 0009292 | EPTA | Chorus 150 BT | 32A(i): A refrigerated display cabinet (RDC) or a gelato or ice-cream scooping cabinet | Class 2 |  | IFH | 59.8086 | 14 | 1.96 | 0 | Approved | 10/12/2018 | 2/5/2026
32A | 0009293 | EPTA | Chorus 150 TN | 32A(i): A refrigerated display cabinet (RDC) or a gelato or ice-cream scooping cabinet | Class 1 |  | IRH | 61.553 | 6.5 | 1.96 | 0 | Approved | 10/12/2018 | 2/5/2026
32A | 0009294 | EPTA | Chorus 200 BT | 32A(i): A refrigerated display cabinet (RDC) or a gelato or ice-cream scooping cabinet | Class 2 |  | IFH | 55.8089 | 16.4 | 2.57 | 0 | Approved | 10/12/2018 | 2/5/2026
32A | 0009295 | EPTA | Chorus 200 TN | 32A(i): A refrigerated display cabinet (RDC) or a gelato or ice-cream scooping cabinet | Class 1 |  | IRH | 62.2292 | 7.9 | 2.57 | 0 | Approved | 10/12/2018 | 2/5/2026
32A | 0009296 | Crusader | CCE605HC | 32A(i): A refrigerated display cabinet (RDC) or a gelato or ice-cream scooping cabinet | Class 7 |  | IRV | 16.0256 | 2.453 | 0.68 | 0 | Approved | 10/12/2018 | 2/5/2026
32A | 0009297 | Crusader | CCE605HC FLOWER | 32A(i): A refrigerated display cabinet (RDC) or a gelato or ice-cream scooping cabinet | Class 7 |  | IRV | 16.0256 | 2.453 | 0.68 | 0 | Approved | 10/12/2018 | 2/5/2026
32A | 0009298 | Polar Refrigeration | CD080-A | 32A(iii): A refrigerated storage cabinet (RSC) | Class 3 | ND | SRH | 22.4505 | 1.2 | 0 | 63 | Approved | 10/12/2018 | 7/10/2026
32A | 0009300 | Polar Refrigeration | CD081-A | 32A(iii): A refrigerated storage cabinet (RSC) | Class 4 | ND | SFH | 13.6448 | 1.06 | 0 | 78 | Approved | 10/12/2018 | 7/10/2026
32A | 0009302 | Polar Refrigeration | CD082-A | 32A(iii): A refrigerated storage cabinet (RSC) | Class 9 | ND | SRV | 45.9129 | 1.26 | 0 | 239 | Approved | 10/12/2018 | 14/10/2026
32A | 0009304 | Polar Refrigeration | CD083-A | 32A(iii): A refrigerated storage cabinet (RSC) | Class 10 | ND | SFV | 27.0697 | 2.02 | 0 | 254 | Approved | 10/12/2018 | 13/10/2026
32A | 0009306 | Polar Refrigeration | CD084-A | 32A(iii): A refrigerated storage cabinet (RSC) | Class 9 | ND | SRV | 42.1991 | 1.5 | 0 | 419 | Approved | 10/12/2018 | 14/10/2026
32A | 0009308 | Polar Refrigeration | CD085-A | 32A(iii): A refrigerated storage cabinet (RSC) | Class 10 | ND | SFV | 20.9485 | 2.16 | 0 | 465 | Approved | 10/12/2018 | 18/10/2026
32A | 0009309 | CyberChill | CCB1000-2H | 32A(i): A refrigerated display cabinet (RDC) or a gelato or ice-cream scooping cabinet | Class 7 |  | IRV | 17.5194 | 3.889 | 1.44 | 0 | Approved | 10/12/2018 | 2/5/2026
32A | 0009310 | CyberChill | CCB1400-2H | 32A(i): A refrigerated display cabinet (RDC) or a gelato or ice-cream scooping cabinet | Class 7 |  | IRV | 21.0559 | 5.48 | 1.86 | 0 | Approved | 10/12/2018 | 2/5/2026
32A | 0009311 | CyberChill | CCB300 | 32A(i): A refrigerated display cabinet (RDC) or a gelato or ice-cream scooping cabinet | Class 7 |  | IRV | 12.3889 | 1.768 | 0.57 | 0 | Approved | 10/12/2018 | 2/5/2026
32A | 0009312 | CyberChill | CCB400 | 32A(i): A refrigerated display cabinet (RDC) or a gelato or ice-cream scooping cabinet | Class 7 |  | IRV | 12.4935 | 1.913 | 0.68 | 0 | Approved | 10/12/2018 | 2/5/2026
32A | 0009313 | CyberChill | CCB550-2H | 32A(i): A refrigerated display cabinet (RDC) or a gelato or ice-cream scooping cabinet | Class 7 |  | IRV | 14.8237 | 2.592 | 0.92 | 0 | Approved | 10/12/2018 | 2/5/2026
32A | 0009314 | EPTA | Captur 100 BT | 32A(i): A refrigerated display cabinet (RDC) or a gelato or ice-cream scooping cabinet | Class 2 |  | IFH | 55.34 | 9.7 | 1.36 | 0 | Approved | 10/12/2018 | 2/5/2026
32A | 0009315 | EPTA | Captur 100 TN | 32A(i): A refrigerated display cabinet (RDC) or a gelato or ice-cream scooping cabinet | Class 1 |  | IRH | 41.3712 | 3.5 | 1.36 | 0 | Approved | 10/12/2018 | 2/5/2026
32A | 0009316 | EPTA | Captur 150 BT | 32A(i): A refrigerated display cabinet (RDC) or a gelato or ice-cream scooping cabinet | Class 2 |  | IFH | 59.8086 | 14 | 1.96 | 0 | Approved | 10/12/2018 | 2/5/2026
32A | 0009317 | EPTA | Captur 150 TN | 32A(i): A refrigerated display cabinet (RDC) or a gelato or ice-cream scooping cabinet | Class 1 |  | IRH | 61.553 | 6.5 | 1.96 | 0 | Approved | 10/12/2018 | 2/5/2026
32A | 0009318 | EPTA | Captur 200 BT | 32A(i): A refrigerated display cabinet (RDC) or a gelato or ice-cream scooping cabinet | Class 2 |  | IFH | 55.8089 | 16.4 | 2.57 | 0 | Approved | 10/12/2018 | 2/5/2026
32A | 0009319 | EPTA | Captur 200 TN | 32A(i): A refrigerated display cabinet (RDC) or a gelato or ice-cream scooping cabinet | Class 1 |  | IRH | 62.2292 | 7.9 | 2.57 | 0 | Approved | 10/12/2018 | 2/5/2026
32A | 0009320 | Skope | BME600N-A | 32A(i): A refrigerated display cabinet (RDC) or a gelato or ice-cream scooping cabinet | Class 7 |  | IRV | 12.9179 | 2.21 | 0.876 | 0 | Approved | 10/12/2018 | 2/5/2026
32A | 0009321 | Skope | BME600N-AC | 32A(i): A refrigerated display cabinet (RDC) or a gelato or ice-cream scooping cabinet | Class 7 |  | IRV | 13.5609 | 2.32 | 0.876 | 0 | Approved | 10/12/2018 | 2/5/2026
32A | 0009322 | IARP ASIA Co. LTD | Branded Cooler Medium | 32A(i): A refrigerated display cabinet (RDC) or a gelato or ice-cream scooping cabinet | Class 11 |  | IRV-4 | 57.9766 | 0.85 | 0.126 | 0 | Approved | 10/12/2018 | 13/5/2026
32A | 0009323 | IARP ASIA Co. LTD | Branded Cooler Small | 32A(i): A refrigerated display cabinet (RDC) or a gelato or ice-cream scooping cabinet | Class 11 |  | IRV-4 | 59.5727 | 0.66 | 0.069 | 0 | Approved | 10/12/2018 | 13/5/2026
32A | 0009324 | BeefEater | BS28130 | 32A(i): A refrigerated display cabinet (RDC) or a gelato or ice-cream scooping cabinet | Class 7 |  | IRV | 19.8489 | 2.887 | 0.6 | 0 | Approved | 10/12/2018 | 2/5/2026
32A | 0009326 | BeefEater | BS28200 | 32A(i): A refrigerated display cabinet (RDC) or a gelato or ice-cream scooping cabinet | Class 7 |  | IRV | 25.7555 | 3.747 | 0.6 | 0 | Approved | 10/12/2018 | 2/5/2026
32A | 0009327 | Cossiga | BTGRF12R | 32A(i): A refrigerated display cabinet (RDC) or a gelato or ice-cream scooping cabinet | Class 7 |  | IRV | 43.3455 | 12.07 | 2.06 | 0 | Approved | 10/12/2018 | 30/8/2026
32A | 0009328 | Cossiga | BTGRF15R | 32A(i): A refrigerated display cabinet (RDC) or a gelato or ice-cream scooping cabinet | Class 7 |  | IRV | 40.5067 | 13.268 | 2.6 | 0 | Approved | 10/12/2018 | 3/8/2026
32A | 0009329 | Cossiga | BTGRF18 | 32A(i): A refrigerated display cabinet (RDC) or a gelato or ice-cream scooping cabinet | Class 7 |  | IRV | 42.6127 | 15.86 | 3.09 | 0 | Approved | 10/12/2018 | 3/8/2026
32A | 0009330 | Cossiga | BTGRF6 | 32A(i): A refrigerated display cabinet (RDC) or a gelato or ice-cream scooping cabinet | Class 7 |  | IRV | 43.5029 | 7.68 | 0.94 | 0 | Approved | 10/12/2018 | 3/8/2026
32A | 0009331 | Cossiga | BTGRF9R | 32A(i): A refrigerated display cabinet (RDC) or a gelato or ice-cream scooping cabinet | Class 7 |  | IRV | 43.2692 | 11.34 | 1.876 | 0 | Approved | 10/12/2018 | 30/8/2026
32A | 0009332 | Bromic | C1-865 | 32A(iii): A refrigerated storage cabinet (RSC) | Class 3 | LD | SRH | 30.1565 | 1.44 | 0 | 118 | Approved | 10/12/2018 | 2/5/2026
32A | 0009333 | Bromic | C2S-865 | 32A(iii): A refrigerated storage cabinet (RSC) | Class 3 | LD | SRH | 50.0472 | 2.6 | 0 | 190 | Approved | 10/12/2018 | 2/5/2026
32A | 0009334 | Bromic | C3S-865 | 32A(iii): A refrigerated storage cabinet (RSC) | Class 3 | LD | SRH | 60.9092 | 3.58 | 0 | 307 | Approved | 10/12/2018 | 2/5/2026
32A | 0009335 | Bonvue | C4RF9 | 32A(i): A refrigerated display cabinet (RDC) or a gelato or ice-cream scooping cabinet | Class 7 |  | IRV | 51.5275 | 9.8 | 1.09 | 0 | Approved | 10/12/2018 | 30/7/2026
32A | 0009336 | Kaplanlar | BIBURY CHILLED V3 1250mm | 32A(i): A refrigerated display cabinet (RDC) or a gelato or ice-cream scooping cabinet | Class 7 |  | IRV | 56.187 | 14.93 | 1.92 | 0 | Approved | 10/12/2018 | 2/5/2026
32A | 0009337 | Kaplanlar | BIBURY CHILLED V3 1875mm | 32A(i): A refrigerated display cabinet (RDC) or a gelato or ice-cream scooping cabinet | Class 7 |  | IRV | 62.2995 | 21.94 | 2.87 | 0 | Approved | 10/12/2018 | 2/5/2026
32A | 0009338 | Kaplanlar | BIBURY CHILLED V3 2500mm | 32A(i): A refrigerated display cabinet (RDC) or a gelato or ice-cream scooping cabinet | Class 7 |  | IRV | 73.91 | 33.36 | 3.96 | 0 | Approved | 10/12/2018 | 2/5/2026
32A | 0009339 | Bakers Mate | BMC2 | 32A(iii): A refrigerated storage cabinet (RSC) | Class 9 | HD | SRV | 78.6547 | 4.12 | 0 | 793 | Approved | 10/12/2018 | 20/7/2026
32A | 0009340 | Skope | BME1200N-A | 32A(i): A refrigerated display cabinet (RDC) or a gelato or ice-cream scooping cabinet | Class 7 |  | IRV | 15.1155 | 3.37 | 1.448 | 0 | Approved | 10/12/2018 | 2/5/2026
32A | 0009341 | Skope | BME1200N-AC | 32A(i): A refrigerated display cabinet (RDC) or a gelato or ice-cream scooping cabinet | Class 7 |  | IRV | 15.6089 | 3.48 | 1.448 | 0 | Approved | 10/12/2018 | 2/5/2026
32A | 0009342 | Bromic | BB0120GD-NR | 32A(iii): A refrigerated storage cabinet (RSC) | Class 3 | LD | SRH | 30.1565 | 1.44 | 0 | 118 | Approved | 10/12/2018 | 2/5/2026
32A | 0009343 | Bromic | BB0200GD-NR | 32A(iii): A refrigerated storage cabinet (RSC) | Class 3 | LD | SRH | 50.0472 | 2.6 | 0 | 190 | Approved | 10/12/2018 | 2/5/2026
32A | 0009344 | Bromic | BB0200GDS-NR | 32A(iii): A refrigerated storage cabinet (RSC) | Class 3 | LD | SRH | 50.0472 | 2.6 | 0 | 190 | Approved | 10/12/2018 | 2/5/2026
32A | 0009345 | Bromic | BB0330GD-NR | 32A(iii): A refrigerated storage cabinet (RSC) | Class 3 | LD | SRH | 60.9092 | 3.58 | 0 | 307 | Approved | 10/12/2018 | 2/5/2026
32A | 0009346 | Bromic | BB0330GDS-NR | 32A(iii): A refrigerated storage cabinet (RSC) | Class 3 | LD | SRH | 60.9092 | 3.58 | 0 | 307 | Approved | 10/12/2018 | 2/5/2026
32A | 0009347 | Orford Group | BB135 | 32A(i): A refrigerated display cabinet (RDC) or a gelato or ice-cream scooping cabinet | Class 7 |  | IRV | 11.948 | 1.28 | 0.331 | 0 | Approved | 10/12/2018 | 24/8/2026
32A | 0009348 | Orford Group | BB210 | 32A(i): A refrigerated display cabinet (RDC) or a gelato or ice-cream scooping cabinet | Class 7 |  | IRV | 16.2832 | 1.9 | 0.45 | 0 | Approved | 10/12/2018 | 25/8/2026
32A | 0009349 | Vestfrost | BBR290 | 32A(i): A refrigerated display cabinet (RDC) or a gelato or ice-cream scooping cabinet | Class 7 |  | IRV | 15.4386 | 2.293 | 0.631 | 0 | Approved | 10/12/2018 | 2/5/2026
32A | 0009350 | Precision | BBS220UGG | 32A(i): A refrigerated display cabinet (RDC) or a gelato or ice-cream scooping cabinet | Class 7 |  | IRV | 12.5488 | 1.77 | 0.55 | 0 | Approved | 10/12/2018 | 7/6/2026
32A | 0009351 | Precision | BBS265UGG | 32A(i): A refrigerated display cabinet (RDC) or a gelato or ice-cream scooping cabinet | Class 7 |  | IRV | 16.3772 | 2.31 | 0.55 | 0 | Approved | 10/12/2018 | 7/6/2026
32A | 0009352 | Precision | BBS320UGGG | 32A(i): A refrigerated display cabinet (RDC) or a gelato or ice-cream scooping cabinet | Class 7 |  | IRV | 18.8987 | 3.13 | 0.823 | 0 | Approved | 10/12/2018 | 8/6/2026
32A | 0009353 | Precision | BBS365UGGG | 32A(i): A refrigerated display cabinet (RDC) or a gelato or ice-cream scooping cabinet | Class 7 |  | IRV | 20.1063 | 3.33 | 0.82 | 0 | Approved | 10/12/2018 | 7/6/2026
32A | 0009354 | Precision | BBS420UGGGG | 32A(i): A refrigerated display cabinet (RDC) or a gelato or ice-cream scooping cabinet | Class 7 |  | IRV | 24.8699 | 4.73 | 1.093 | 0 | Approved | 10/12/2018 | 28/6/2026
32A | 0009355 | Precision | BBS465UGGGG | 32A(i): A refrigerated display cabinet (RDC) or a gelato or ice-cream scooping cabinet | Class 7 |  | IRV | 26.3947 | 5.02 | 1.093 | 0 | Approved | 10/12/2018 | 15/6/2026
32A | 0009356 | Thermaster | BC3100G | 32A(i): A refrigerated display cabinet (RDC) or a gelato or ice-cream scooping cabinet | Class 7 |  | IRV | 22.6947 | 3.796 | 0.84 | 0 | Approved | 10/12/2018 | 22/6/2026
32A | 0009357 | Thermaster | BC4100G | 32A(i): A refrigerated display cabinet (RDC) or a gelato or ice-cream scooping cabinet | Class 7 |  | IRV | 21.1487 | 4.079 | 1.12 | 0 | Approved | 10/12/2018 | 22/6/2026
32A | 0009358 | Airex | AXF.UC.1 | 32A(iii): A refrigerated storage cabinet (RSC) | Class 4 | ND | SFH | 35.2142 | 2.73 | 0 | 77 | Approved | 10/12/2018 | 3/5/2026
32A | 0009359 | Airex | AXF.UCGN.2 | 32A(iii): A refrigerated storage cabinet (RSC) | Class 4 | ND | SFH | 64.7789 | 6.13 | 0 | 183.9 | Approved | 10/12/2018 | 3/5/2026
32A | 0009360 | Airex | AXR.FDFSSQ.09 | 32A(i): A refrigerated display cabinet (RDC) or a gelato or ice-cream scooping cabinet | Class 7 |  | IRV | 70.6684 | 16.27 | 1.53 | 0 | Approved | 10/12/2018 | 12/5/2026
32A | 0009361 | Airex | AXR.FDFSSQ.12 | 32A(i): A refrigerated display cabinet (RDC) or a gelato or ice-cream scooping cabinet | Class 7 |  | IRV | 67.8211 | 18.33 | 1.97 | 0 | Approved | 10/12/2018 | 12/5/2026
32A | 0009362 | Skope | B400N-3 | 32A(i): A refrigerated display cabinet (RDC) or a gelato or ice-cream scooping cabinet | Class 7 |  | IRV | 15.0855 | 2.324 | 0.687 | 0 | Approved | 10/12/2018 | 2/5/2026
32A | 0009363 | Skope | B600N-3 | 32A(i): A refrigerated display cabinet (RDC) or a gelato or ice-cream scooping cabinet | Class 7 |  | IRV | 13.6168 | 2.28 | 0.838 | 0 | Approved | 10/12/2018 | 2/5/2026
32A | 0009364 | Skope | B600N-3U | 32A(i): A refrigerated display cabinet (RDC) or a gelato or ice-cream scooping cabinet | Class 7 |  | IRV | 15.4085 | 2.58 | 0.838 | 0 | Approved | 10/12/2018 | 2/5/2026
32A | 0009365 | Airex | AXR.MECT.1.0994 | 32A(i): A refrigerated display cabinet (RDC) or a gelato or ice-cream scooping cabinet | Class 7 |  | IRV | 44.0226 | 6.61 | 0.65 | 0 | Approved | 10/12/2018 | 2/5/2026
32A | 0009366 | Airex | AXR.MECT.1P.0994 | 32A(i): A refrigerated display cabinet (RDC) or a gelato or ice-cream scooping cabinet | Class 7 |  | IRV | 44.0226 | 6.61 | 0.65 | 0 | Approved | 10/12/2018 | 2/5/2026
32A | 0009367 | Airex | AXR.MEUR.SL | 32A(i): A refrigerated display cabinet (RDC) or a gelato or ice-cream scooping cabinet | Class 7 |  | IRV | 47.8063 | 5.96 | 0.37 | 0 | Approved | 10/12/2018 | 2/5/2026
32A | 0009368 | Airex | AXR.UC.1 | 32A(iii): A refrigerated storage cabinet (RSC) | Class 3 | ND | SRH | 32.1507 | 1.75 | 0 | 77 | Approved | 10/12/2018 | 2/5/2026
32A | 0009369 | Airex | AXR.UC.1G | 32A(i): A refrigerated display cabinet (RDC) or a gelato or ice-cream scooping cabinet | Class 7 |  | IRV | 19.4421 | 2.3 | 0.3 | 0 | Approved | 10/12/2018 | 13/5/2026
32A | 0009370 | Airex | AXR.UCGN.2 | 32A(iii): A refrigerated storage cabinet (RSC) | Class 3 | ND | SRH | 68.4821 | 4.24 | 0 | 183.9 | Approved | 10/12/2018 | 2/5/2026
32A | 0009371 | Airex | AXR.UCGN.3 | 32A(iii): A refrigerated storage cabinet (RSC) | Class 3 | ND | SRH | 55.7448 | 3.81 | 0 | 275.8 | Approved | 10/12/2018 | 2/5/2026
32A | 0009372 | Airex | AXR.UCGN.3G | 32A(iii): A refrigerated storage cabinet (RSC) | Class 3 | ND | SRH | 75.6433 | 5.17 | 0 | 275.8 | Approved | 10/12/2018 | 3/5/2026
32A | 0009373 | Airex | AXR.UCGN.4 | 32A(iii): A refrigerated storage cabinet (RSC) | Class 3 | ND | SRH | 49.6075 | 3.71 | 0 | 367.8 | Approved | 10/12/2018 | 2/5/2026
32A | 0009374 | Airex | AXR.UCGN-4G | 32A(iii): A refrigerated storage cabinet (RSC) | Class 3 | ND | SRH | 57.0954 | 4.27 | 0 | 367.8 | Approved | 10/12/2018 | 2/5/2026
32A | 0009375 | Airex | AXR.URGN.1G | 32A(i): A refrigerated display cabinet (RDC) or a gelato or ice-cream scooping cabinet | Class 7 |  | IRV | 29.6856 | 3.89 | 0.44 | 0 | Approved | 10/12/2018 | 2/5/2026
32A | 0009376 | Airex | AXR.URGN.2G | 32A(i): A refrigerated display cabinet (RDC) or a gelato or ice-cream scooping cabinet | Class 7 |  | IRV | 46.0019 | 7.87 | 0.88 | 0 | Approved | 10/12/2018 | 11/5/2026
32A | 0009377 | Skope | B1200N-3 | 32A(i): A refrigerated display cabinet (RDC) or a gelato or ice-cream scooping cabinet | Class 7 |  | IRV | 21.978 | 4.86 | 1.427 | 0 | Approved | 10/12/2018 | 2/5/2026
32A | 0009378 | Skope | B1200N-3U | 32A(i): A refrigerated display cabinet (RDC) or a gelato or ice-cream scooping cabinet | Class 7 |  | IRV | 25.9124 | 5.73 | 1.427 | 0 | Approved | 10/12/2018 | 2/5/2026
32A | 0009379 | AUSTUNE | AMD-1310 | 32A(i): A refrigerated display cabinet (RDC) or a gelato or ice-cream scooping cabinet | Class 7 |  | IRV | 71.525 | 22.2552 | 2.42 | 0 | Approved | 10/12/2018 | 7/7/2026
32A | 0009380 | De Rigo | AMETHYST LS | 32A(i): A refrigerated display cabinet (RDC) or a gelato or ice-cream scooping cabinet | Class 1 |  | IRH | 57.2019 | 5.54 | 1.71 | 0 | Approved | 10/12/2018 | 16/8/2025
32A | 0009381 | IARP | ASIA45 | 32A(i): A refrigerated display cabinet (RDC) or a gelato or ice-cream scooping cabinet | Class 8 |  | IFV | 49.6036 | 9.51 | 0.92 | 0 | Approved | 10/12/2018 | 2/5/2026
32A | 0009382 | IARP | ASIA55 | 32A(i): A refrigerated display cabinet (RDC) or a gelato or ice-cream scooping cabinet | Class 8 |  | IFV | 49.6036 | 9.51 | 0.92 | 0 | Approved | 10/12/2018 | 2/5/2026
32A | 0009383 | IARP | ASIA65 | 32A(i): A refrigerated display cabinet (RDC) or a gelato or ice-cream scooping cabinet | Class 8 |  | IFV | 49.6036 | 9.51 | 0.92 | 0 | Approved | 10/12/2018 | 2/5/2026
32A | 0009384 | IARP | ASIA65CL | 32A(i): A refrigerated display cabinet (RDC) or a gelato or ice-cream scooping cabinet | Class 8 |  | IFV | 49.6036 | 9.51 | 0.92 | 0 | Approved | 10/12/2018 | 2/5/2026
32A | 0009385 | AHT | ATHEN ECO 210 (-) LDHF | 32A(i): A refrigerated display cabinet (RDC) or a gelato or ice-cream scooping cabinet | Class 2 |  | IFH | 41.636 | 7.91 | 1.51 | 0 | Approved | 10/12/2018 | 13/8/2025
32A | 0009386 | AHT | ATHEN ECO 210 (U) LDHF | 32A(i): A refrigerated display cabinet (RDC) or a gelato or ice-cream scooping cabinet | Class 2 |  | IFH | 41.636 | 7.91 | 1.51 | 0 | Approved | 10/12/2018 | 13/8/2025
32A | 0009387 | AHT | ATHEN ECO 250 (-) LDHF | 32A(i): A refrigerated display cabinet (RDC) or a gelato or ice-cream scooping cabinet | Class 2 |  | IFH | 44.4727 | 9.8 | 1.82 | 0 | Approved | 10/12/2018 | 2/5/2026
32A | 0009388 | AHT | ATHEN ECO 250 (U) LDHF | 32A(i): A refrigerated display cabinet (RDC) or a gelato or ice-cream scooping cabinet | Class 2 |  | IFH | 44.4727 | 9.8 | 1.82 | 0 | Approved | 10/12/2018 | 2/5/2026
32A | 0009389 | AHT | ATHEN XL 210 | 32A(i): A refrigerated display cabinet (RDC) or a gelato or ice-cream scooping cabinet | Class 2 |  | IFH | 41.636 | 7.91 | 1.51 | 0 | Approved | 10/12/2018 | 13/8/2025
32A | 0009390 | AHT | ATHEN XL 210 (-) LDHF | 32A(i): A refrigerated display cabinet (RDC) or a gelato or ice-cream scooping cabinet | Class 2 |  | IFH | 41.636 | 7.91 | 1.51 | 0 | Approved | 10/12/2018 | 13/8/2025
32A | 0009391 | AHT | ATHEN XL 210 (-) VSFX | 32A(i): A refrigerated display cabinet (RDC) or a gelato or ice-cream scooping cabinet | Class 2 |  | IFH | 41.636 | 7.91 | 1.51 | 0 | Approved | 10/12/2018 | 13/8/2025
32A | 0009392 | AHT | ATHEN XL 210 (U) LDHF | 32A(i): A refrigerated display cabinet (RDC) or a gelato or ice-cream scooping cabinet | Class 2 |  | IFH | 41.636 | 7.91 | 1.51 | 0 | Approved | 10/12/2018 | 13/8/2025
32A | 0009393 | AHT | ATHEN XL 210 (U) VSFX | 32A(i): A refrigerated display cabinet (RDC) or a gelato or ice-cream scooping cabinet | Class 2 |  | IFH | 41.636 | 7.91 | 1.51 | 0 | Approved | 10/12/2018 | 13/8/2025
32A | 0009394 | AHT | ATHEN XL 250 | 32A(i): A refrigerated display cabinet (RDC) or a gelato or ice-cream scooping cabinet | Class 2 |  | IFH | 44.4727 | 9.8 | 1.82 | 0 | Approved | 10/12/2018 | 2/5/2026
32A | 0009395 | AHT | ATHEN XL 250 (-) LDHF | 32A(i): A refrigerated display cabinet (RDC) or a gelato or ice-cream scooping cabinet | Class 2 |  | IFH | 44.4727 | 9.8 | 1.82 | 0 | Approved | 10/12/2018 | 2/5/2026
32A | 0009396 | AHT | ATHEN XL 250 (-) VSFX | 32A(i): A refrigerated display cabinet (RDC) or a gelato or ice-cream scooping cabinet | Class 2 |  | IFH | 44.4727 | 9.8 | 1.82 | 0 | Approved | 10/12/2018 | 2/5/2026
32A | 0009397 | AHT | ATHEN XL 250 (U) LDHF | 32A(i): A refrigerated display cabinet (RDC) or a gelato or ice-cream scooping cabinet | Class 2 |  | IFH | 44.4727 | 9.8 | 1.82 | 0 | Approved | 10/12/2018 | 2/5/2026
32A | 0009398 | AHT | ATHEN XL 250 (U) VSFX | 32A(i): A refrigerated display cabinet (RDC) or a gelato or ice-cream scooping cabinet | Class 2 |  | IFH | 44.4727 | 9.8 | 1.82 | 0 | Approved | 10/12/2018 | 2/5/2026
32A | 0009399 | AHT | ATHEN XL ECO 210 (-) AD VS | 32A(i): A refrigerated display cabinet (RDC) or a gelato or ice-cream scooping cabinet | Class 2 |  | IFH | 41.636 | 7.91 | 1.51 | 0 | Approved | 10/12/2018 | 13/8/2025
32A | 0009800 | AHT | ATHEN XL ECO 210 (U) AD VS | 32A(i): A refrigerated display cabinet (RDC) or a gelato or ice-cream scooping cabinet | Class 2 |  | IFH | 41.636 | 7.91 | 1.51 | 0 | Approved | 10/12/2018 | 13/8/2025
32A | 0009801 | Minus Forty Technologies | 11-CSGF-00-2C00 | 32A(i): A refrigerated display cabinet (RDC) or a gelato or ice-cream scooping cabinet | Class 8 |  | IFV | 54.7982 | 6.107 | 0.496 | 0 | Approved | 10/12/2018 | 2/5/2026
32A | 0009802 | Minus Forty Technologies | 11-CSGF-00-2C000-BL-FREB6AUS | 32A(i): A refrigerated display cabinet (RDC) or a gelato or ice-cream scooping cabinet | Class 8 |  | IFV | 54.7982 | 6.107 | 0.496 | 0 | Approved | 10/12/2018 | 2/5/2026
32A | 0009803 | Minus Forty Technologies | 11-CSGF-00-2C000-BL-FREB6EU | 32A(i): A refrigerated display cabinet (RDC) or a gelato or ice-cream scooping cabinet | Class 8 |  | IFV | 54.7982 | 6.107 | 0.496 | 0 | Approved | 10/12/2018 | 2/5/2026
32A | 0009804 | Minus Forty Technologies | 11-CSGF-00-2C003-BL-FREB6AUS | 32A(i): A refrigerated display cabinet (RDC) or a gelato or ice-cream scooping cabinet | Class 8 |  | IFV | 54.7982 | 6.107 | 0.496 | 0 | Approved | 10/12/2018 | 2/5/2026
32A | 0009805 | Minus Forty Technologies | 11-CSGF-00-2C003-BL-FREB6EU | 32A(i): A refrigerated display cabinet (RDC) or a gelato or ice-cream scooping cabinet | Class 8 |  | IFV | 54.7982 | 6.107 | 0.496 | 0 | Approved | 10/12/2018 | 2/5/2026
32A | 0009806 | Minus Forty Technologies | 11M-CSGF-00-2C00 | 32A(i): A refrigerated display cabinet (RDC) or a gelato or ice-cream scooping cabinet | Class 8 |  | IFV | 71.2763 | 4.681 | 0.256 | 0 | Approved | 10/12/2018 | 2/5/2026
32A | 0009807 | Minus Forty Technologies | 11M-CSGF-00-2C000-BL-FREB6AUS | 32A(i): A refrigerated display cabinet (RDC) or a gelato or ice-cream scooping cabinet | Class 8 |  | IFV | 71.2763 | 4.681 | 0.256 | 0 | Approved | 10/12/2018 | 2/5/2026
32A | 0009808 | Minus Forty Technologies | 11M-CSGF-00-2C000-BL-FREB6EU | 32A(i): A refrigerated display cabinet (RDC) or a gelato or ice-cream scooping cabinet | Class 8 |  | IFV | 71.2763 | 4.681 | 0.256 | 0 | Approved | 10/12/2018 | 2/5/2026
32A | 0009809 | Minus Forty Technologies | 11M-CSGF-00-2C003-BL-FREB6AUS | 32A(i): A refrigerated display cabinet (RDC) or a gelato or ice-cream scooping cabinet | Class 8 |  | IFV | 71.2763 | 4.681 | 0.256 | 0 | Approved | 10/12/2018 | 2/5/2026
32A | 0009810 | Minus Forty Technologies | 11M-CSGF-00-2C003-BL-FREB6EU | 32A(i): A refrigerated display cabinet (RDC) or a gelato or ice-cream scooping cabinet | Class 8 |  | IFV | 71.2763 | 4.681 | 0.256 | 0 | Approved | 10/12/2018 | 2/5/2026
32A | 0009811 | Bromic | 3735048 | 32A(i): A refrigerated display cabinet (RDC) or a gelato or ice-cream scooping cabinet | Class 7 |  | IRV | 43.6957 | 8.39 | 1.112 | 0 | Approved | 10/12/2018 | 2/6/2026
32A | 0009812 | Bromic | 3735102 | 32A(i): A refrigerated display cabinet (RDC) or a gelato or ice-cream scooping cabinet | Class 7 |  | IRV | 28.7654 | 4.45 | 0.703 | 0 | Approved | 10/12/2018 | 4/6/2026
32A | 0009813 | Bromic | 3735115 | 32A(i): A refrigerated display cabinet (RDC) or a gelato or ice-cream scooping cabinet | Class 7 |  | IRV | 19.0653 | 2.8802 | 0.66 | 0 | Approved | 10/12/2018 | 2/5/2026
32A | 0009814 | Bromic | 3735127 | 32A(iii): A refrigerated storage cabinet (RSC) | Class 9 | ND | SRV | 78.7938 | 2.087 | 0 | 218.6 | Approved | 10/12/2018 | 2/5/2026
32A | 0009815 | Bromic | 3735131 | 32A(i): A refrigerated display cabinet (RDC) or a gelato or ice-cream scooping cabinet | Class 7 |  | IRV | 19.0653 | 2.8802 | 0.66 | 0 | Approved | 10/12/2018 | 2/5/2026
32A | 0009816 | Bromic | 3735161 | 32A(iii): A refrigerated storage cabinet (RSC) | Class 9 | ND | SRV | 67.7234 | 2.56 | 0 | 469.1 | Approved | 10/12/2018 | 2/5/2026
32A | 0009817 | Bromic | 3735161WWV | 32A(iii): A refrigerated storage cabinet (RSC) | Class 9 | ND | SRV | 67.7234 | 2.56 | 0 | 469.1 | Approved | 10/12/2018 | 2/5/2026
32A | 0009818 | Bromic | 3735161WWV1 | 32A(iii): A refrigerated storage cabinet (RSC) | Class 9 | ND | SRV | 67.7234 | 2.56 | 0 | 469.1 | Approved | 10/12/2018 | 2/5/2026
32A | 0009819 | Bromic | 3735170 | 32A(i): A refrigerated display cabinet (RDC) or a gelato or ice-cream scooping cabinet | Class 7 |  | IRV | 20.2569 | 3.0605 | 0.66 | 0 | Approved | 10/12/2018 | 2/5/2026
32A | 0009820 | Bromic | 3735172 | 32A(i): A refrigerated display cabinet (RDC) or a gelato or ice-cream scooping cabinet | Class 7 |  | IRV | 20.2569 | 3.0605 | 0.66 | 0 | Approved | 10/12/2018 | 2/5/2026
32A | 0009821 | Bromic | 3735176 | 32A(i): A refrigerated display cabinet (RDC) or a gelato or ice-cream scooping cabinet | Class 7 |  | IRV | 19.0653 | 2.8802 | 0.66 | 0 | Approved | 10/12/2018 | 2/5/2026
32A | 0009822 | Bromic | 3735180 | 32A(i): A refrigerated display cabinet (RDC) or a gelato or ice-cream scooping cabinet | Class 7 |  | IRV | 20.4082 | 3.3839 | 0.82 | 0 | Approved | 10/12/2018 | 2/5/2026
32A | 0009823 | Bromic | 3735182 | 32A(i): A refrigerated display cabinet (RDC) or a gelato or ice-cream scooping cabinet | Class 7 |  | IRV | 20.4082 | 3.3839 | 0.82 | 0 | Approved | 10/12/2018 | 2/5/2026
32A | 0009824 | Bromic | 3735192 | 32A(i): A refrigerated display cabinet (RDC) or a gelato or ice-cream scooping cabinet | Class 7 |  | IRV | 21.1327 | 3.5016 | 0.82 | 0 | Approved | 10/12/2018 | 2/5/2026
32A | 0009825 | Bromic | 3735200 | 32A(iii): A refrigerated storage cabinet (RSC) | Class 9 | ND | SRV | 70.3635 | 4.64 | 0 | 1094.3 | Approved | 10/12/2018 | 2/5/2026
32A | 0009826 | Bromic | 3735200WW | 32A(iii): A refrigerated storage cabinet (RSC) | Class 9 | ND | SRV | 70.3635 | 4.64 | 0 | 1094.3 | Approved | 10/12/2018 | 2/5/2026
32A | 0009827 | Bromic | 3735200WWV | 32A(iii): A refrigerated storage cabinet (RSC) | Class 9 | ND | SRV | 70.3635 | 4.64 | 0 | 1094.3 | Approved | 10/12/2018 | 2/5/2026
32A | 0009828 | Bromic | 3735200WWV1 | 32A(iii): A refrigerated storage cabinet (RSC) | Class 9 | ND | SRV | 70.3635 | 4.64 | 0 | 1094.3 | Approved | 10/12/2018 | 2/5/2026
32A | 0009829 | Bromic | 3735204 | 32A(iii): A refrigerated storage cabinet (RSC) | Class 3 | ND | SRH | 48.0653 | 3.024 | 0 | 197 | Approved | 10/12/2018 | 2/5/2026
32A | 0009830 | Bromic | 3735206 | 32A(iii): A refrigerated storage cabinet (RSC) | Class 3 | ND | SRH | 47.1044 | 3.34 | 0 | 312.36 | Approved | 10/12/2018 | 2/5/2026
32A | 0009831 | Bromic | 3735209 | 32A(iii): A refrigerated storage cabinet (RSC) | Class 3 | ND | SRH | 48.0188 | 3.768 | 0 | 421 | Approved | 10/12/2018 | 5/5/2026
32A | 0009832 | Bromic | 3735211 | 32A(i): A refrigerated display cabinet (RDC) or a gelato or ice-cream scooping cabinet | Class 1 |  | IRH | 69.9647 | 3.96 | 0.56 | 0 | Approved | 10/12/2018 | 2/5/2026
32A | 0009833 | Bromic | 3735213 | 32A(i): A refrigerated display cabinet (RDC) or a gelato or ice-cream scooping cabinet | Class 1 |  | IRH | 46.0462 | 2.3 | 0.37 | 0 | Approved | 10/12/2018 | 2/5/2026
32A | 0009834 | Bromic | 3735262 | 32A(i): A refrigerated display cabinet (RDC) or a gelato or ice-cream scooping cabinet | Class 6 |  | GSC | 17.5822 | 4.02 | 0.406 | 0 | Approved | 10/12/2018 | 2/5/2026
32A | 0009835 | Bromic | 3735301 | 32A(i): A refrigerated display cabinet (RDC) or a gelato or ice-cream scooping cabinet | Class 2 |  | IFH | 29.607 | 2.234 | 0.3433 | 0 | Approved | 10/12/2018 | 20/5/2026
32A | 0009836 | Bromic | 3735302 | 32A(i): A refrigerated display cabinet (RDC) or a gelato or ice-cream scooping cabinet | Class 2 |  | IFH | 32.5275 | 2.958 | 0.5033 | 0 | Approved | 10/12/2018 | 20/5/2026
32A | 0009837 | Bromic | 3735303 | 32A(i): A refrigerated display cabinet (RDC) or a gelato or ice-cream scooping cabinet | Class 2 |  | IFH | 35.1519 | 3.748 | 0.6593 | 0 | Approved | 10/12/2018 | 20/5/2026
32A | 0009838 | Bromic | 3735304 | 32A(i): A refrigerated display cabinet (RDC) or a gelato or ice-cream scooping cabinet | Class 2 |  | IFH | 40.2824 | 4.852 | 0.8028 | 0 | Approved | 10/12/2018 | 20/5/2026
32A | 0009839 | Bromic | 3735305 | 32A(i): A refrigerated display cabinet (RDC) or a gelato or ice-cream scooping cabinet | Class 2 |  | IFH | 33.7056 | 4.95 | 1.0745 | 0 | Approved | 10/12/2018 | 2/5/2026
32A | 0009840 | Bromic | 3735306 | 32A(iii): A refrigerated storage cabinet (RSC) | Class 4 | ND | SFH | 24.4874 | 4.212 | 0 | 667 | Approved | 10/12/2018 | 10/6/2026
32A | 0009841 | Bromic | 3735307 | 32A(iii): A refrigerated storage cabinet (RSC) | Class 4 | ND | SFH | 29.0034 | 3.825 | 0 | 417.8 | Approved | 10/12/2018 | 2/5/2026
32A | 0009842 | Bromic | 3735308 | 32A(i): A refrigerated display cabinet (RDC) or a gelato or ice-cream scooping cabinet | Class 2 |  | IFH | 29.607 | 2.234 | 0.3433 | 0 | Approved | 10/12/2018 | 20/5/2026
32A | 0009843 | Bromic | 3735309 | 32A(i): A refrigerated display cabinet (RDC) or a gelato or ice-cream scooping cabinet | Class 2 |  | IFH | 32.5275 | 2.958 | 0.5033 | 0 | Approved | 10/12/2018 | 20/5/2026
32A | 0009844 | Bromic | 3735310 | 32A(i): A refrigerated display cabinet (RDC) or a gelato or ice-cream scooping cabinet | Class 2 |  | IFH | 35.1519 | 3.748 | 0.6593 | 0 | Approved | 10/12/2018 | 20/5/2026
32A | 0009845 | Bromic | 3735312 | 32A(iii): A refrigerated storage cabinet (RSC) | Class 4 | ND | SFH | 22.9584 | 2.3 | 0 | 218.6 | Approved | 10/12/2018 | 20/5/2026
32A | 0009846 | Bromic | 3736033 | 32A(i): A refrigerated display cabinet (RDC) or a gelato or ice-cream scooping cabinet | Class 7 |  | IRV | 24.4963 | 3.21 | 0.438 | 0 | Approved | 10/12/2018 | 2/6/2026
32A | 0009847 | Bromic | 3736034 | 32A(i): A refrigerated display cabinet (RDC) or a gelato or ice-cream scooping cabinet | Class 7 |  | IRV | 20.3984 | 2.97 | 0.603 | 0 | Approved | 10/12/2018 | 2/6/2026
32A | 0009848 | Bromic | 3736035 | 32A(i): A refrigerated display cabinet (RDC) or a gelato or ice-cream scooping cabinet | Class 7 |  | IRV | 28.7654 | 4.45 | 0.703 | 0 | Approved | 10/12/2018 | 4/6/2026
32A | 0009849 | Bromic | 3736036 | 32A(i): A refrigerated display cabinet (RDC) or a gelato or ice-cream scooping cabinet | Class 7 |  | IRV | 28.7654 | 4.45 | 0.703 | 0 | Approved | 10/12/2018 | 4/6/2026
32A | 0009850 | Bromic | 3736037 | 32A(i): A refrigerated display cabinet (RDC) or a gelato or ice-cream scooping cabinet | Class 7 |  | IRV | 29.1532 | 4.51 | 0.703 | 0 | Approved | 10/12/2018 | 4/6/2026
32A | 0009851 | Bromic | 3736038 | 32A(i): A refrigerated display cabinet (RDC) or a gelato or ice-cream scooping cabinet | Class 7 |  | IRV | 24.9084 | 4.084 | 0.802 | 0 | Approved | 10/12/2018 | 2/6/2026
32A | 0009852 | Bromic | 3736070 | 32A(iii): A refrigerated storage cabinet (RSC) | Class 3 | LD | SRH | 30.1565 | 1.44 | 0 | 118 | Approved | 10/12/2018 | 2/5/2026
32A | 0009853 | Bromic | 3736071 | 32A(iii): A refrigerated storage cabinet (RSC) | Class 3 | LD | SRH | 50.0472 | 2.6 | 0 | 190 | Approved | 10/12/2018 | 2/5/2026
32A | 0009854 | Bromic | 3736072 | 32A(iii): A refrigerated storage cabinet (RSC) | Class 3 | LD | SRH | 50.0472 | 2.6 | 0 | 190 | Approved | 10/12/2018 | 2/5/2026
32A | 0009855 | Bromic | 3736073 | 32A(iii): A refrigerated storage cabinet (RSC) | Class 3 | LD | SRH | 60.9092 | 3.58 | 0 | 307 | Approved | 10/12/2018 | 2/5/2026
32A | 0009856 | Bromic | 3736074 | 32A(iii): A refrigerated storage cabinet (RSC) | Class 3 | LD | SRH | 60.9092 | 3.58 | 0 | 307 | Approved | 10/12/2018 | 2/5/2026
32A | 0009857 | Bromic | 3736092 | 32A(i): A refrigerated display cabinet (RDC) or a gelato or ice-cream scooping cabinet | Class 7 |  | IRV | 28.7654 | 4.45 | 0.703 | 0 | Approved | 10/12/2018 | 4/6/2026
32A | 0009858 | Bromic | 3736093 | 32A(i): A refrigerated display cabinet (RDC) or a gelato or ice-cream scooping cabinet | Class 7 |  | IRV | 21.8687 | 3.995 | 1.0143 | 0 | Approved | 10/12/2018 | 2/6/2026
32A | 0009859 | Bromic | 3736203 | 32A(i): A refrigerated display cabinet (RDC) or a gelato or ice-cream scooping cabinet | Class 2 |  | IFH | 40.2824 | 4.852 | 0.8028 | 0 | Approved | 10/12/2018 | 20/5/2026
32A | 0009860 | Bromic | 3736204 | 32A(i): A refrigerated display cabinet (RDC) or a gelato or ice-cream scooping cabinet | Class 2 |  | IFH | 43.4716 | 5.659 | 0.9033 | 0 | Approved | 10/12/2018 | 20/5/2026
32A | 0009861 | Bromic | 3736219 | 32A(i): A refrigerated display cabinet (RDC) or a gelato or ice-cream scooping cabinet | Class 7 |  | IRV | 21.8687 | 3.995 | 1.0143 | 0 | Approved | 10/12/2018 | 2/6/2026
32A | 0009862 | Bromic | 3736222 | 32A(i): A refrigerated display cabinet (RDC) or a gelato or ice-cream scooping cabinet | Class 7 |  | IRV | 21.8687 | 3.995 | 1.0143 | 0 | Approved | 10/12/2018 | 2/6/2026
32A | 0009863 | Bromic | 3736231 | 32A(iii): A refrigerated storage cabinet (RSC) | Class 4 | ND | SFH | 79.9128 | 9.2 | 0 | 312 | Approved | 10/12/2018 | 2/5/2026
32A | 0009864 | Bromic | 3736254 | 32A(iii): A refrigerated storage cabinet (RSC) | Class 3 | LD | SRH | 19.8679 | 0.98 | 0 | 145 | Approved | 10/12/2018 | 2/5/2026
32A | 0009865 | Bromic | 3736255 | 32A(iii): A refrigerated storage cabinet (RSC) | Class 3 | LD | SRH | 28.3827 | 1.396 | 0 | 145 | Approved | 10/12/2018 | 2/5/2026
32A | 0009866 | Bromic | 3736256 | 32A(iii): A refrigerated storage cabinet (RSC) | Class 4 | LD | SFH | 21.7093 | 1.65 | 0 | 115 | Approved | 10/12/2018 | 2/5/2026
32A | 0009867 | Hussmann | ACM316-2P | 32A(i): A refrigerated display cabinet (RDC) or a gelato or ice-cream scooping cabinet | Class 14 |  | RRV | 61.8802 | 31.14 | 4.525 | 0 | Approved | 10/12/2018 | 13/8/2026
32A | 0009868 | Hussmann | ACM316-2PV | 32A(i): A refrigerated display cabinet (RDC) or a gelato or ice-cream scooping cabinet | Class 14 |  | RRV | 61.8802 | 31.14 | 4.525 | 0 | Approved | 10/12/2018 | 13/8/2026
32A | 0009869 | Hussmann | ACM316-3P | 32A(i): A refrigerated display cabinet (RDC) or a gelato or ice-cream scooping cabinet | Class 14 |  | RRV | 61.8802 | 31.14 | 4.525 | 0 | Approved | 10/12/2018 | 13/8/2026
32A | 0009870 | Hussmann | ACM316-3PV | 32A(i): A refrigerated display cabinet (RDC) or a gelato or ice-cream scooping cabinet | Class 14 |  | RRV | 61.8802 | 31.14 | 4.525 | 0 | Approved | 10/12/2018 | 13/8/2026
32A | 0009871 | Hussmann | ACM316-4 Produce | 32A(i): A refrigerated display cabinet (RDC) or a gelato or ice-cream scooping cabinet | Class 14 |  | RRV | 61.8802 | 31.14 | 4.525 | 0 | Approved | 10/12/2018 | 13/8/2026
32A | 0009872 | Hussmann | ACM316-4P | 32A(i): A refrigerated display cabinet (RDC) or a gelato or ice-cream scooping cabinet | Class 14 |  | RRV | 61.8802 | 31.14 | 4.525 | 0 | Approved | 10/12/2018 | 13/8/2026
32A | 0009873 | Hussmann | ACM316-4PV | 32A(i): A refrigerated display cabinet (RDC) or a gelato or ice-cream scooping cabinet | Class 14 |  | RRV | 61.8802 | 31.14 | 4.525 | 0 | Approved | 10/12/2018 | 13/8/2026
32A | 0009881 | TECNODOM SPA | AF06MIDMBTPV-M | 32A(i): A refrigerated display cabinet (RDC) or a gelato or ice-cream scooping cabinet | Class 8 |  | IFV | 56.2796 | 9.5 | 0.8 | 0 | Approved | 10/12/2018 | 25/6/2026
32A | 0009882 | TECNODOM SPA | AF06MIDMTN-M | 32A(iii): A refrigerated storage cabinet (RSC) | Class 9 | ND | SRV | 70.3559 | 2.39 | 0 | 384 | Approved | 10/12/2018 | 12/10/2026
32A | 0009883 | TECNODOM SPA | AF06MIDMTNPV-M | 32A(i): A refrigerated display cabinet (RDC) or a gelato or ice-cream scooping cabinet | Class 7 |  | IRV | 17.5824 | 2.885 | 0.8 | 0 | Approved | 10/12/2018 | 13/10/2026
32A | 0009884 | TECNODOM SPA | AF12MIDMBTPV-M | 32A(i): A refrigerated display cabinet (RDC) or a gelato or ice-cream scooping cabinet | Class 8 |  | IFV | 35.7587 | 11.5 | 1.6 | 0 | Approved | 10/12/2018 | 27/8/2026
32A | 0009885 | TECNODOM SPA | AF12MIDMTN-M | 32A(iii): A refrigerated storage cabinet (RSC) | Class 9 | ND | SRV | 72.124 | 3.7 | 0 | 769 | Approved | 10/12/2018 | 13/10/2026
32A | 0009886 | TECNODOM SPA | AF12MIDMTNPV-M | 32A(i): A refrigerated display cabinet (RDC) or a gelato or ice-cream scooping cabinet | Class 7 |  | IRV | 19.738 | 4.675 | 1.6 | 0 | Approved | 10/12/2018 | 13/10/2026
32A | 0009887 | Colstone | CS-460L | 32A(i): A refrigerated display cabinet (RDC) or a gelato or ice-cream scooping cabinet | Class 7 |  | IRV | 18.5968 | 3.296 | 0.95 | 0 | Approved | 10/12/2018
32A | 0009888 | Colstone | SC98 | 32A(iii): A refrigerated storage cabinet (RSC) | Class 3 | LD | SRH | 15.4559 | 0.72 | 0 | 98 | Approved | 10/12/2018
32A | 0009889 | Schmick | SK190-B | 32A(i): A refrigerated display cabinet (RDC) or a gelato or ice-cream scooping cabinet | Class 7 |  | IRV | 30.4425 | 4.101 | 0.48 | 0 | Approved | 10/12/2018
32A | 0009890 | Schmick | SK190-BS | 32A(i): A refrigerated display cabinet (RDC) or a gelato or ice-cream scooping cabinet | Class 7 |  | IRV | 30.4425 | 4.101 | 0.48 | 0 | Approved | 10/12/2018
32A | 0009891 | Schmick | SK190-SS | 32A(i): A refrigerated display cabinet (RDC) or a gelato or ice-cream scooping cabinet | Class 7 |  | IRV | 30.4425 | 4.101 | 0.48 | 0 | Approved | 10/12/2018
32A | 0009892 | ICS Pacific | Venice | 32A(i): A refrigerated display cabinet (RDC) or a gelato or ice-cream scooping cabinet | Class 7 |  | IRV | 19.0062 | 2.748 | 0.59 | 0 | Approved | 10/12/2018
32A | 0009893 | JBG-2 Sp. z o.o. | WNEV-27-189G-001 | 32A(i): A refrigerated display cabinet (RDC) or a gelato or ice-cream scooping cabinet | Class 13 |  | RFH | 45.9997 | 12.12 | 2.26 | 0 | Approved | 10/12/2018
32A | 0009894 | JBG-2 Sp. z o.o. | WNEV-27-2500-001 | 32A(i): A refrigerated display cabinet (RDC) or a gelato or ice-cream scooping cabinet | Class 13 |  | RFH | 27.2311 | 14.14 | 4.87 | 0 | Approved | 10/12/2018
32A | 0009895 | EPTA | XC0401812A | 32A(i): A refrigerated display cabinet (RDC) or a gelato or ice-cream scooping cabinet | Class 14 |  | RRV or RRV-2 | 25.224 | 7.46 | 2.25 | 0 | Approved | 10/12/2018
32A | 0009896 | EPTA | XC0401814A | 32A(i): A refrigerated display cabinet (RDC) or a gelato or ice-cream scooping cabinet | Class 14 |  | RRV or RRV-2 | 28.0747 | 11.19 | 3.38 | 0 | Approved | 10/12/2018
32A | 0009897 | EPTA | XC0401816A | 32A(i): A refrigerated display cabinet (RDC) or a gelato or ice-cream scooping cabinet | Class 14 |  | RRV or RRV-2 | 29.8102 | 14.92 | 4.5 | 0 | Approved | 10/12/2018
32A | 0009898 | EPTA | XC0401818A | 32A(i): A refrigerated display cabinet (RDC) or a gelato or ice-cream scooping cabinet | Class 14 |  | RRV or RRV-2 | 31.7334 | 22.38 | 6.75 | 0 | Approved | 10/12/2018
32A | 0009899 | JBG-2 Sp. z o.o. | SNGL-L3-2342-001 | 32A(i): A refrigerated display cabinet (RDC) or a gelato or ice-cream scooping cabinet | Class 15 |  | RFV | 39.9477 | 24.75 | 3.16 | 0 | Approved | 10/12/2018
32A | 0009900 | JBG-2 Sp. z o.o. | SNGL-L3-3123-001 | 32A(i): A refrigerated display cabinet (RDC) or a gelato or ice-cream scooping cabinet | Class 15 |  | RFV | 40.2385 | 33 | 4.21 | 0 | Approved | 10/12/2018
32A | 0009901 | JBG-2 Sp. z o.o. | SNGL-L3-3898-001 | 32A(i): A refrigerated display cabinet (RDC) or a gelato or ice-cream scooping cabinet | Class 15 |  | RFV | 40.3562 | 41.19 | 5.26 | 0 | Approved | 10/12/2018
32A | 0009902 | JBG-2 Sp. z o.o. | SNGL-L4-3123-001 | 32A(i): A refrigerated display cabinet (RDC) or a gelato or ice-cream scooping cabinet | Class 15 |  | RFV | 40.2385 | 33 | 4.21 | 0 | Approved | 10/12/2018
32A | 0009903 | JBG-2 Sp. z o.o. | SNGL-L5-3898-001 | 32A(i): A refrigerated display cabinet (RDC) or a gelato or ice-cream scooping cabinet | Class 15 |  | RFV | 40.3562 | 41.19 | 5.26 | 0 | Approved | 10/12/2018
32A | 0009904 | Hussmann | SVN163-C | 32A(i): A refrigerated display cabinet (RDC) or a gelato or ice-cream scooping cabinet | Class 14 |  | RRV or RRV-2 | 68.5825 | 17.352 | 1.783 | 0 | Approved | 10/12/2018
32A | 0009905 | Hussmann | SVND163-6 | 32A(i): A refrigerated display cabinet (RDC) or a gelato or ice-cream scooping cabinet | Class 14 |  | RRV or RRV-2 | 46.122 | 23.215 | 4.53 | 0 | Approved | 10/12/2018
32A | 0009906 | EPTA | XC0363913 | 32A(i): A refrigerated display cabinet (RDC) or a gelato or ice-cream scooping cabinet | Class 15 |  | RFV | 42.6056 | 21.27 | 2.53 | 0 | Approved | 10/12/2018
32A | 0009907 | EPTA | XC0363916 | 32A(i): A refrigerated display cabinet (RDC) or a gelato or ice-cream scooping cabinet | Class 15 |  | RFV | 43.0035 | 31.9 | 3.8 | 0 | Approved | 10/12/2018
32A | 0009908 | EPTA | XC0363917 | 32A(i): A refrigerated display cabinet (RDC) or a gelato or ice-cream scooping cabinet | Class 15 |  | RFV | 43.2053 | 42.53 | 5.07 | 0 | Approved | 10/12/2018
32A | 0009909 | EPTA | XC0363918 | 32A(i): A refrigerated display cabinet (RDC) or a gelato or ice-cream scooping cabinet | Class 15 |  | RFV | 43.403 | 53.17 | 6.33 | 0 | Approved | 10/12/2018
32A | 0009910 | EPTA | XC0363513 | 32A(i): A refrigerated display cabinet (RDC) or a gelato or ice-cream scooping cabinet | Class 15 |  | RFV | 42.6056 | 21.27 | 2.53 | 0 | Approved | 10/12/2018
32A | 0009911 | EPTA | XC0363516 | 32A(i): A refrigerated display cabinet (RDC) or a gelato or ice-cream scooping cabinet | Class 15 |  | RFV | 43.0035 | 31.9 | 3.8 | 0 | Approved | 10/12/2018
32A | 0009912 | EPTA | XC0363517 | 32A(i): A refrigerated display cabinet (RDC) or a gelato or ice-cream scooping cabinet | Class 15 |  | RFV | 43.2053 | 42.53 | 5.07 | 0 | Approved | 10/12/2018
32A | 0009913 | EPTA | XC0363518 | 32A(i): A refrigerated display cabinet (RDC) or a gelato or ice-cream scooping cabinet | Class 15 |  | RFV | 43.403 | 53.17 | 6.33 | 0 | Approved | 10/12/2018
32A | 0009914 | EPTA | XC0402212A | 32A(i): A refrigerated display cabinet (RDC) or a gelato or ice-cream scooping cabinet | Class 14 |  | RRV or RRV-2 | 25.224 | 7.46 | 2.25 | 0 | Approved | 10/12/2018
32A | 0009915 | EPTA | XC0402214A | 32A(i): A refrigerated display cabinet (RDC) or a gelato or ice-cream scooping cabinet | Class 14 |  | RRV or RRV-2 | 28.0747 | 11.19 | 3.38 | 0 | Approved | 10/12/2018
32A | 0009916 | EPTA | XC0402216A | 32A(i): A refrigerated display cabinet (RDC) or a gelato or ice-cream scooping cabinet | Class 14 |  | RRV or RRV-2 | 29.8102 | 14.92 | 4.5 | 0 | Approved | 10/12/2018
32A | 0009917 | EPTA | XC0402218A | 32A(i): A refrigerated display cabinet (RDC) or a gelato or ice-cream scooping cabinet | Class 14 |  | RRV or RRV-2 | 31.7334 | 22.38 | 6.75 | 0 | Approved | 10/12/2018
32A | 0009918 | EPTA | XC0402012A | 32A(i): A refrigerated display cabinet (RDC) or a gelato or ice-cream scooping cabinet | Class 14 |  | RRV or RRV-2 | 25.224 | 7.46 | 2.25 | 0 | Approved | 10/12/2018
32A | 0009919 | EPTA | XC0402014A | 32A(i): A refrigerated display cabinet (RDC) or a gelato or ice-cream scooping cabinet | Class 14 |  | RRV or RRV-2 | 28.0747 | 11.19 | 3.38 | 0 | Approved | 10/12/2018
32A | 0009920 | EPTA | XC0402016A | 32A(i): A refrigerated display cabinet (RDC) or a gelato or ice-cream scooping cabinet | Class 14 |  | RRV or RRV-2 | 29.8102 | 14.92 | 4.5 | 0 | Approved | 10/12/2018
32A | 0009921 | EPTA | XC0402018A | 32A(i): A refrigerated display cabinet (RDC) or a gelato or ice-cream scooping cabinet | Class 14 |  | RRV or RRV-2 | 31.7334 | 22.38 | 6.75 | 0 | Approved | 10/12/2018
32A | 0009922 | EPTA | XC0456216 | 32A(i): A refrigerated display cabinet (RDC) or a gelato or ice-cream scooping cabinet | Class 14 |  | RRV or RRV-2 | 64.7924 | 36.32 | 5.16 | 0 | Approved | 10/12/2018
32A | 0009923 | EPTA | XC0456218 | 32A(i): A refrigerated display cabinet (RDC) or a gelato or ice-cream scooping cabinet | Class 14 |  | RRV or RRV-2 | 68.499 | 54.48 | 7.74 | 0 | Approved | 10/12/2018
32A | 0009924 | EPTA | Skylight R Modular 2D | 32A(i): A refrigerated display cabinet (RDC) or a gelato or ice-cream scooping cabinet | Class 15 |  | RFV | 42.6056 | 21.27 | 2.53 | 0 | Approved | 10/12/2018
32A | 0009925 | EPTA | Skylight R Modular 3D | 32A(i): A refrigerated display cabinet (RDC) or a gelato or ice-cream scooping cabinet | Class 15 |  | RFV | 43.0035 | 31.9 | 3.8 | 0 | Approved | 10/12/2018
32A | 0009926 | EPTA | Skylight R Modular 4D | 32A(i): A refrigerated display cabinet (RDC) or a gelato or ice-cream scooping cabinet | Class 15 |  | RFV | 43.2053 | 42.53 | 5.07 | 0 | Approved | 10/12/2018
32A | 0009927 | EPTA | Skylight R Modular 5D | 32A(i): A refrigerated display cabinet (RDC) or a gelato or ice-cream scooping cabinet | Class 15 |  | RFV | 43.403 | 53.17 | 6.33 | 0 | Approved | 10/12/2018
32A | 0009928 | EPTA | Skyview Plus R Modular 125 | 32A(i): A refrigerated display cabinet (RDC) or a gelato or ice-cream scooping cabinet | Class 14 |  | RRV or RRV-2 | 25.224 | 7.46 | 2.25 | 0 | Approved | 10/12/2018
32A | 0009929 | EPTA | Skyview Plus R Modular 188 | 32A(i): A refrigerated display cabinet (RDC) or a gelato or ice-cream scooping cabinet | Class 14 |  | RRV or RRV-2 | 28.0747 | 11.19 | 3.38 | 0 | Approved | 10/12/2018
32A | 0009930 | EPTA | Skyview Plus R Modular 250 | 32A(i): A refrigerated display cabinet (RDC) or a gelato or ice-cream scooping cabinet | Class 14 |  | RRV or RRV-2 | 29.8102 | 14.92 | 4.5 | 0 | Approved | 10/12/2018
32A | 0009931 | EPTA | Skyview Plus R Modular 375 | 32A(i): A refrigerated display cabinet (RDC) or a gelato or ice-cream scooping cabinet | Class 14 |  | RRV or RRV-2 | 31.7334 | 22.38 | 6.75 | 0 | Approved | 10/12/2018
32A | 0009932 | Arneg | SANTIAGO2ALF 95218 250S23050 | 32A(i): A refrigerated display cabinet (RDC) or a gelato or ice-cream scooping cabinet | Class 14 |  | RRV or RRV-2 | 25.8303 | 12.74 | 4.42 | 0 | Approved | 10/12/2018
32A | 0009933 | Arneg | SANTIAGO K 43/092/216/ M 2500 | 32A(i): A refrigerated display cabinet (RDC) or a gelato or ice-cream scooping cabinet | Class 14 |  | RRV or RRV-2 | 40.694 | 19.958 | 4.395 | 0 | Approved | 10/12/2018
32A | 0009934 | Arneg | SANTIAGO K 43/092/216/ M 3750 | 32A(i): A refrigerated display cabinet (RDC) or a gelato or ice-cream scooping cabinet | Class 14 |  | RRV or RRV-2 | 42.4069 | 29.289 | 6.593 | 0 | Approved | 10/12/2018
32A | 0009935 | Arneg | SANTIAGO2ALF 85218 375S23050 | 32A(i): A refrigerated display cabinet (RDC) or a gelato or ice-cream scooping cabinet | Class 14 |  | RRV or RRV-2 | 27.5229 | 19.114 | 6.63 | 0 | Approved | 10/12/2018
32A | 0009936 | EPTA | ROCK N ECO PLUS 20 125 | 32A(i): A refrigerated display cabinet (RDC) or a gelato or ice-cream scooping cabinet | Class 14 |  | RRV or RRV-2 | 18.7698 | 5.09 | 1.98 | 0 | Approved | 10/12/2018
32A | 0009937 | EPTA | ROCK N ECO PLUS 20 188 | 32A(i): A refrigerated display cabinet (RDC) or a gelato or ice-cream scooping cabinet | Class 14 |  | RRV or RRV-2 | 21.1476 | 7.64 | 2.97 | 0 | Approved | 10/12/2018
32A | 0009938 | EPTA | ROCK N ECO PLUS 20 250 | 32A(i): A refrigerated display cabinet (RDC) or a gelato or ice-cream scooping cabinet | Class 14 |  | RRV or RRV-2 | 22.5762 | 10.19 | 3.96 | 0 | Approved | 10/12/2018
32A | 0009939 | EPTA | ROCK N ECO PLUS 20 375 | 32A(i): A refrigerated display cabinet (RDC) or a gelato or ice-cream scooping cabinet | Class 14 |  | RRV or RRV-2 | 24.1948 | 15.28 | 5.94 | 0 | Approved | 10/12/2018
32A | 0009940 | EPTA | ROCK N ECO PLUS 22 125 | 32A(i): A refrigerated display cabinet (RDC) or a gelato or ice-cream scooping cabinet | Class 14 |  | RRV or RRV-2 | 16.6706 | 4.9 | 2.23 | 0 | Approved | 10/12/2018
32A | 0009941 | EPTA | ROCK N ECO PLUS 22 188 | 32A(i): A refrigerated display cabinet (RDC) or a gelato or ice-cream scooping cabinet | Class 14 |  | RRV or RRV-2 | 18.6104 | 7.35 | 3.34 | 0 | Approved | 10/12/2018
32A | 0009942 | EPTA | ROCK N ECO PLUS 22 250 | 32A(i): A refrigerated display cabinet (RDC) or a gelato or ice-cream scooping cabinet | Class 14 |  | RRV or RRV-2 | 19.7399 | 9.79 | 4.45 | 0 | Approved | 10/12/2018
32A | 0009943 | EPTA | ROCK N ECO PLUS 22 375 | 32A(i): A refrigerated display cabinet (RDC) or a gelato or ice-cream scooping cabinet | Class 14 |  | RRV or RRV-2 | 21.0193 | 14.69 | 6.68 | 0 | Approved | 10/12/2018
32A | 0009944 | Hussmann | PSM15E3U-4 | 32A(i): A refrigerated display cabinet (RDC) or a gelato or ice-cream scooping cabinet | Class 14 |  | RRV or RRV-2 | 23.287 | 7.646 | 2.609 | 0 | Approved | 10/12/2018
32A | 0009945 | Hussmann | PSM16E3U-4 | 32A(i): A refrigerated display cabinet (RDC) or a gelato or ice-cream scooping cabinet | Class 14 |  | RRV or RRV-2 | 23.4584 | 8.238 | 2.86 | 0 | Approved | 10/12/2018
32A | 0009946 | JBG-2 Sp. z o.o. | RDAD-N5-1875-002 | 32A(i): A refrigerated display cabinet (RDC) or a gelato or ice-cream scooping cabinet | Class 14 |  | RRV or RRV-2 | 19.1973 | 5.73 | 2.28 | 0 | Approved | 10/12/2018
32A | 0009947 | JBG-2 Sp. z o.o. | RDAD-N5-2500-001 | 32A(i): A refrigerated display cabinet (RDC) or a gelato or ice-cream scooping cabinet | Class 14 |  | RRV or RRV-2 | 20.7812 | 7.64 | 3.04 | 0 | Approved | 10/12/2018
32A | 0009948 | Hussmann | PMM20F3R-4 | 32A(i): A refrigerated display cabinet (RDC) or a gelato or ice-cream scooping cabinet | Class 14 |  | RRV or RRV-2 | 15.8589 | 7.491 | 4.191 | 0 | Approved | 10/12/2018
32A | 0009949 | Hussmann | PMM20F3R-6 | 32A(i): A refrigerated display cabinet (RDC) or a gelato or ice-cream scooping cabinet | Class 14 |  | RRV or RRV-2 | 16.7624 | 11.123 | 6.287 | 0 | Approved | 10/12/2018
32A | 0009950 | Hussmann | PMM20F3T-3 | 32A(i): A refrigerated display cabinet (RDC) or a gelato or ice-cream scooping cabinet | Class 14 |  | RRV or RRV-2 | 19.7749 | 7.446 | 3.143 | 0 | Approved | 10/12/2018
32A | 0009951 | Hussmann | PMM20F3T-4 | 32A(i): A refrigerated display cabinet (RDC) or a gelato or ice-cream scooping cabinet | Class 14 |  | RRV or RRV-2 | 21.0252 | 9.928 | 4.191 | 0 | Approved | 10/12/2018
32A | 0009952 | Hussmann | PMM20F3T-6 | 32A(i): A refrigerated display cabinet (RDC) or a gelato or ice-cream scooping cabinet | Class 14 |  | RRV or RRV-2 | 22.4453 | 14.892 | 6.287 | 0 | Approved | 10/12/2018
32A | 0009953 | Hussmann | PMM20F3T-L | 32A(i): A refrigerated display cabinet (RDC) or a gelato or ice-cream scooping cabinet | Class 14 |  | RRV or RRV-2 | 18.83 | 6.463 | 2.766 | 0 | Approved | 10/12/2018
32A | 0009954 | Hussmann | PMM20F3T-R | 32A(i): A refrigerated display cabinet (RDC) or a gelato or ice-cream scooping cabinet | Class 14 |  | RRV or RRV-2 | 18.83 | 6.463 | 2.766 | 0 | Approved | 10/12/2018
32A | 0009955 | Hussmann | PMM20F3U-3 | 32A(i): A refrigerated display cabinet (RDC) or a gelato or ice-cream scooping cabinet | Class 14 |  | RRV or RRV-2 | 19.5709 | 7.478 | 3.2 | 0 | Approved | 10/12/2018
32A | 0009956 | Hussmann | PMM20F3U-4 | 32A(i): A refrigerated display cabinet (RDC) or a gelato or ice-cream scooping cabinet | Class 14 |  | RRV or RRV-2 | 20.6227 | 9.893 | 4.266 | 0 | Approved | 10/12/2018
32A | 0009957 | Hussmann | PMM20F3U-6 | 32A(i): A refrigerated display cabinet (RDC) or a gelato or ice-cream scooping cabinet | Class 14 |  | RRV or RRV-2 | 21.8592 | 14.724 | 6.399 | 0 | Approved | 10/12/2018
32A | 0009958 | Hussmann | PMM23F3T-4 | 32A(i): A refrigerated display cabinet (RDC) or a gelato or ice-cream scooping cabinet | Class 14 |  | RRV or RRV-2 | 22.1534 | 11.368 | 4.639 | 0 | Approved | 10/12/2018
32A | 0009959 | Hussmann | PMM23F3T-6 | 32A(i): A refrigerated display cabinet (RDC) or a gelato or ice-cream scooping cabinet | Class 14 |  | RRV or RRV-2 | 23.2481 | 16.841 | 6.958 | 0 | Approved | 10/12/2018
32A | 0009960 | Hussmann | PMN20F3P-4 | 32A(i): A refrigerated display cabinet (RDC) or a gelato or ice-cream scooping cabinet | Class 14 |  | RRV or RRV-2 | 60.1504 | 29.116 | 4.315 | 0 | Approved | 10/12/2018
32A | 0009961 | Hussmann | PMN20F3P-6 | 32A(i): A refrigerated display cabinet (RDC) or a gelato or ice-cream scooping cabinet | Class 14 |  | RRV or RRV-2 | 64.0658 | 43.554 | 6.473 | 0 | Approved | 10/12/2018
32A | 0009962 | Hussmann | PMN20F3T-4 | 32A(i): A refrigerated display cabinet (RDC) or a gelato or ice-cream scooping cabinet | Class 14 |  | RRV or RRV-2 | 48.1243 | 22.859 | 4.224 | 0 | Approved | 10/12/2018
32A | 0009963 | Hussmann | PMN20F3T-6 | 32A(i): A refrigerated display cabinet (RDC) or a gelato or ice-cream scooping cabinet | Class 14 |  | RRV or RRV-2 | 51.1573 | 34.169 | 6.336 | 0 | Approved | 10/12/2018
32A | 0009964 | Hussmann | PMN20F3U-4 | 32A(i): A refrigerated display cabinet (RDC) or a gelato or ice-cream scooping cabinet | Class 14 |  | RRV or RRV-2 | 65.6036 | 31.762 | 4.315 | 0 | Approved | 10/12/2018
32A | 0009965 | Hussmann | PMN20F3U-6 | 32A(i): A refrigerated display cabinet (RDC) or a gelato or ice-cream scooping cabinet | Class 14 |  | RRV or RRV-2 | 69.906 | 47.523 | 6.473 | 0 | Approved | 10/12/2018
32A | 0009966 | Hussmann | RL-2 | 32A(i): A refrigerated display cabinet (RDC) or a gelato or ice-cream scooping cabinet | Class 15 |  | RFV | 57.9073 | 27.255 | 2.385 | 0 | Approved | 10/12/2018
32A | 0009967 | Hussmann | PGL20F3R-2 | 32A(i): A refrigerated display cabinet (RDC) or a gelato or ice-cream scooping cabinet | Class 15 |  | RFV | 40.3733 | 19.773 | 2.48 | 0 | Approved | 10/12/2018
32A | 0009968 | Hussmann | PGL20F3R-3 | 32A(i): A refrigerated display cabinet (RDC) or a gelato or ice-cream scooping cabinet | Class 15 |  | RFV | 40.6734 | 29.546 | 3.719 | 0 | Approved | 10/12/2018
32A | 0009969 | Hussmann | PGL20F3R-4 | 32A(i): A refrigerated display cabinet (RDC) or a gelato or ice-cream scooping cabinet | Class 15 |  | RFV | 40.8155 | 39.318 | 4.959 | 0 | Approved | 10/12/2018
32A | 0009970 | Hussmann | PGL20F3R-5 | 32A(i): A refrigerated display cabinet (RDC) or a gelato or ice-cream scooping cabinet | Class 15 |  | RFV | 40.8765 | 49.062 | 6.199 | 0 | Approved | 10/12/2018
32A | 0009971 | Hussmann | PGL22F3R-5 | 32A(i): A refrigerated display cabinet (RDC) or a gelato or ice-cream scooping cabinet | Class 15 |  | RFV | 37.4472 | 50.381 | 6.963 | 0 | Approved | 10/12/2018
32A | 0009972 | JBG-2 Sp. z o.o. | RDGH-H3-2500-001 | 32A(i): A refrigerated display cabinet (RDC) or a gelato or ice-cream scooping cabinet | Class 14 |  | RRV or RRV-2 | 30.294 | 16.32 | 4.92 | 0 | Approved | 10/12/2018
32A | 0009973 | JBG-2 Sp. z o.o. | RDGH-H3-3750-001 | 32A(i): A refrigerated display cabinet (RDC) or a gelato or ice-cream scooping cabinet | Class 14 |  | RRV or RRV-2 | 32.1016 | 24.48 | 7.38 | 0 | Approved | 10/12/2018
32A | 0009974 | JBG-2 Sp. z o.o. | RDGH-H4-2500-001 | 32A(i): A refrigerated display cabinet (RDC) or a gelato or ice-cream scooping cabinet | Class 14 |  | RRV or RRV-2 | 22.7224 | 11.6 | 4.61 | 0 | Approved | 10/12/2018
32A | 0009975 | JBG-2 Sp. z o.o. | RDGH-L3-2500-001 | 32A(i): A refrigerated display cabinet (RDC) or a gelato or ice-cream scooping cabinet | Class 14 |  | RRV or RRV-2 | 16.3421 | 8.09 | 4.44 | 0 | Approved | 10/12/2018
32A | 0009976 | JBG-2 Sp. z o.o. | RDGH-L3-3750-001 | 32A(i): A refrigerated display cabinet (RDC) or a gelato or ice-cream scooping cabinet | Class 14 |  | RRV or RRV-2 | 17.416 | 12.14 | 6.66 | 0 | Approved | 10/12/2018
32A | 0009977 | JBG-2 Sp. z o.o. | RDGH-L4-1875-001 | 32A(i): A refrigerated display cabinet (RDC) or a gelato or ice-cream scooping cabinet | Class 14 |  | RRV or RRV-2 | 15.2729 | 5.74 | 3.13 | 0 | Approved | 10/12/2018
32A | 0009978 | JBG-2 Sp. z o.o. | RDGH-L4-2500-001 | 32A(i): A refrigerated display cabinet (RDC) or a gelato or ice-cream scooping cabinet | Class 14 |  | RRV or RRV-2 | 16.2603 | 7.65 | 4.17 | 0 | Approved | 10/12/2018
32A | 0009979 | JBG-2 Sp. z o.o. | RDGH-L4-3750-001 | 32A(i): A refrigerated display cabinet (RDC) or a gelato or ice-cream scooping cabinet | Class 14 |  | RRV or RRV-2 | 17.3766 | 11.48 | 6.26 | 0 | Approved | 10/12/2018
32A | 0009980 | JBG-2 Sp. z o.o. | RDKA-15-3750-001 | 32A(i): A refrigerated display cabinet (RDC) or a gelato or ice-cream scooping cabinet | Class 14 |  | RRV or RRV-2 | 26.1395 | 12.06 | 4.065 | 0 | Approved | 10/12/2018
32A | 0009981 | EPTA | ROCK C ECO 22 250 | 32A(i): A refrigerated display cabinet (RDC) or a gelato or ice-cream scooping cabinet | Class 14 |  | RRV or RRV-2 | 36.1068 | 17.02 | 4.18 | 0 | Approved | 10/12/2018
32A | 0009982 | EPTA | ROCK C ECO 22 375 | 32A(i): A refrigerated display cabinet (RDC) or a gelato or ice-cream scooping cabinet | Class 14 |  | RRV or RRV-2 | 38.507 | 25.44 | 6.26 | 0 | Approved | 10/12/2018
32A | 0009983 | EPTA | ROCK C ECO EUD 22 250 | 32A(i): A refrigerated display cabinet (RDC) or a gelato or ice-cream scooping cabinet | Class 14 |  | RRV or RRV-2 | 36.1068 | 17.02 | 4.18 | 0 | Approved | 10/12/2018
32A | 0009984 | EPTA | ROCK C ECO EUD 22 375 | 32A(i): A refrigerated display cabinet (RDC) or a gelato or ice-cream scooping cabinet | Class 14 |  | RRV or RRV-2 | 38.507 | 25.44 | 6.26 | 0 | Approved | 10/12/2018
32A | 0009985 | EPTA | ROCK C ECO PLUS 22 125 | 32A(i): A refrigerated display cabinet (RDC) or a gelato or ice-cream scooping cabinet | Class 14 |  | RRV or RRV-2 | 17.9369 | 5.06 | 2.1 | 0 | Approved | 10/12/2018
32A | 0009986 | EPTA | ROCK C ECO PLUS 22 188 | 32A(i): A refrigerated display cabinet (RDC) or a gelato or ice-cream scooping cabinet | Class 14 |  | RRV or RRV-2 | 20.0715 | 7.58 | 3.15 | 0 | Approved | 10/12/2018
32A | 0009987 | EPTA | ROCK C ECO PLUS 22 250 | 32A(i): A refrigerated display cabinet (RDC) or a gelato or ice-cream scooping cabinet | Class 14 |  | RRV or RRV-2 | 21.3652 | 10.111 | 4.2 | 0 | Approved | 10/12/2018
32A | 0009988 | EPTA | ROCK C ECO PLUS 22 375 | 32A(i): A refrigerated display cabinet (RDC) or a gelato or ice-cream scooping cabinet | Class 14 |  | RRV or RRV-2 | 22.8361 | 15.17 | 6.3 | 0 | Approved | 10/12/2018
32A | 0009989 | EPTA | ROCK C ECO4 22 250 | 32A(i): A refrigerated display cabinet (RDC) or a gelato or ice-cream scooping cabinet | Class 14 |  | RRV or RRV-2 | 36.1068 | 17.02 | 4.18 | 0 | Approved | 10/12/2018
32A | 0009990 | EPTA | ROCK C ECO4 22 375 | 32A(i): A refrigerated display cabinet (RDC) or a gelato or ice-cream scooping cabinet | Class 14 |  | RRV or RRV-2 | 38.507 | 25.44 | 6.26 | 0 | Approved | 10/12/2018
32A | 0009991 | EPTA | ROCK L ECO4 22 250 | 32A(i): A refrigerated display cabinet (RDC) or a gelato or ice-cream scooping cabinet | Class 14 |  | RRV or RRV-2 | 33.8376 | 17.49 | 4.68 | 0 | Approved | 10/12/2018
32A | 0009992 | EPTA | ROCK L ECO4 22 375 | 32A(i): A refrigerated display cabinet (RDC) or a gelato or ice-cream scooping cabinet | Class 14 |  | RRV or RRV-2 | 35.9304 | 26.19 | 7.01 | 0 | Approved | 10/12/2018
32A | 0009993 | EPTA | ROCK L ECO 22 250 | 32A(i): A refrigerated display cabinet (RDC) or a gelato or ice-cream scooping cabinet | Class 14 |  | RRV or RRV-2 | 33.8376 | 17.49 | 4.68 | 0 | Approved | 10/12/2018
32A | 0009994 | EPTA | ROCK L ECO 22 375 | 32A(i): A refrigerated display cabinet (RDC) or a gelato or ice-cream scooping cabinet | Class 14 |  | RRV or RRV-2 | 35.9304 | 26.19 | 7.01 | 0 | Approved | 10/12/2018
32A | 0009995 | EPTA | ROCK L ECO EUD 22 250 | 32A(i): A refrigerated display cabinet (RDC) or a gelato or ice-cream scooping cabinet | Class 14 |  | RRV or RRV-2 | 33.8376 | 17.49 | 4.68 | 0 | Approved | 10/12/2018
32A | 0009996 | EPTA | ROCK L ECO EUD 22 375 | 32A(i): A refrigerated display cabinet (RDC) or a gelato or ice-cream scooping cabinet | Class 14 |  | RRV or RRV-2 | 35.9304 | 26.19 | 7.01 | 0 | Approved | 10/12/2018
32A | 0009997 | EPTA | ROCK L ECO PLUS 20 125 | 32A(i): A refrigerated display cabinet (RDC) or a gelato or ice-cream scooping cabinet | Class 14 |  | RRV or RRV-2 | 17.5182 | 4.91 | 2.08 | 0 | Approved | 10/12/2018
32A | 0009998 | EPTA | ROCK L ECO PLUS 20 188 | 32A(i): A refrigerated display cabinet (RDC) or a gelato or ice-cream scooping cabinet | Class 14 |  | RRV or RRV-2 | 19.6786 | 7.36 | 3.11 | 0 | Approved | 10/12/2018
32A | 0009999 | EPTA | ROCK L ECO PLUS 20 250 | 32A(i): A refrigerated display cabinet (RDC) or a gelato or ice-cream scooping cabinet | Class 14 |  | RRV or RRV-2 | 20.9325 | 9.81 | 4.15 | 0 | Approved | 10/12/2018
32A | 0010400 | EPTA | ROCK L ECO PLUS 20 375 | 32A(i): A refrigerated display cabinet (RDC) or a gelato or ice-cream scooping cabinet | Class 14 |  | RRV or RRV-2 | 22.3732 | 14.72 | 6.23 | 0 | Approved | 10/12/2018
32A | 0010401 | EPTA | ROCK L ECO PLUS 22 125 | 32A(i): A refrigerated display cabinet (RDC) or a gelato or ice-cream scooping cabinet | Class 14 |  | RRV or RRV-2 | 19.998 | 6.06 | 2.33 | 0 | Approved | 10/12/2018
32A | 0010402 | EPTA | ROCK L ECO PLUS 22 188 | 32A(i): A refrigerated display cabinet (RDC) or a gelato or ice-cream scooping cabinet | Class 14 |  | RRV or RRV-2 | 22.1978 | 9.09 | 3.5 | 0 | Approved | 10/12/2018
32A | 0010403 | EPTA | ROCK L ECO PLUS 22 250 | 32A(i): A refrigerated display cabinet (RDC) or a gelato or ice-cream scooping cabinet | Class 14 |  | RRV or RRV-2 | 23.5312 | 12.12 | 4.66 | 0 | Approved | 10/12/2018
32A | 0010404 | EPTA | ROCK L ECO PLUS 22 375 | 32A(i): A refrigerated display cabinet (RDC) or a gelato or ice-cream scooping cabinet | Class 14 |  | RRV or RRV-2 | 25.0038 | 18.18 | 6.99 | 0 | Approved | 10/12/2018
32A | 0010405 | EPTA | Crystal L 20 5D | 32A(i): A refrigerated display cabinet (RDC) or a gelato or ice-cream scooping cabinet | Class 15 |  | RFV | 64.1102 | 64.7 | 5.2 | 0 | Approved | 10/12/2018
32A | 0010406 | EPTA | Crystal L 20 5DR | 32A(i): A refrigerated display cabinet (RDC) or a gelato or ice-cream scooping cabinet | Class 15 |  | RFV | 64.1102 | 64.7 | 5.2 | 0 | Approved | 10/12/2018
32A | 0010407 | Hussmann | DD13-6M1 | 32A(i): A refrigerated display cabinet (RDC) or a gelato or ice-cream scooping cabinet | Class 14 |  | RRV or RRV-2 | 45.38 | 12.47 | 2.019 | 0 | Approved | 10/12/2018
32A | 0010408 | Hussmann | DD13-6M2 | 32A(i): A refrigerated display cabinet (RDC) or a gelato or ice-cream scooping cabinet | Class 14 |  | RRV or RRV-2 | 45.38 | 12.47 | 2.019 | 0 | Approved | 10/12/2018
32A | 0010409 | Arneg | ASTANA 2C FPL H216 390E23050 | 32A(i): A refrigerated display cabinet (RDC) or a gelato or ice-cream scooping cabinet | Class 15 |  | RFV | 68.2352 | 67.69 | 5.11 | 0 | Approved | 10/12/2018
32A | 0010410 | Arneg | ASTANA 2C FPL H216 390E3050 | 32A(i): A refrigerated display cabinet (RDC) or a gelato or ice-cream scooping cabinet | Class 15 |  | RFV | 68.2352 | 67.69 | 5.11 | 0 | Approved | 10/12/2018
32A | 0010411 | Arneg | BELGRADO2 90 VDA 250 23050 | 32A(i): A refrigerated display cabinet (RDC) or a gelato or ice-cream scooping cabinet | Class 12 |  | RRH | 60.7331 | 7.54 | 2.49 | 0 | Approved | 10/12/2018
32A | 0010412 | Hussmann | GHN74-4 | 32A(i): A refrigerated display cabinet (RDC) or a gelato or ice-cream scooping cabinet | Class 13 |  | RFH | 63.1163 | 30.985 | 4.575 | 0 | Approved | 10/12/2018
32A | 0010413 | Hussmann | GHN74-6 | 32A(i): A refrigerated display cabinet (RDC) or a gelato or ice-cream scooping cabinet | Class 13 |  | RFH | 65.0725 | 46.477 | 6.863 | 0 | Approved | 10/12/2018
32A | 0010414 | EPTA | Granbering Narrow 22 2D | 32A(i): A refrigerated display cabinet (RDC) or a gelato or ice-cream scooping cabinet | Class 15 |  | RFV | 42.6056 | 21.27 | 2.53 | 0 | Approved | 10/12/2018
32A | 0010415 | EPTA | Granbering Narrow 22 3D | 32A(i): A refrigerated display cabinet (RDC) or a gelato or ice-cream scooping cabinet | Class 15 |  | RFV | 43.0035 | 31.9 | 3.8 | 0 | Approved | 10/12/2018
32A | 0010416 | EPTA | Granbering Narrow 22 4D | 32A(i): A refrigerated display cabinet (RDC) or a gelato or ice-cream scooping cabinet | Class 15 |  | RFV | 43.2053 | 42.53 | 5.07 | 0 | Approved | 10/12/2018
32A | 0010417 | EPTA | Granbering Narrow 22 5D | 32A(i): A refrigerated display cabinet (RDC) or a gelato or ice-cream scooping cabinet | Class 15 |  | RFV | 43.403 | 53.17 | 6.33 | 0 | Approved | 10/12/2018
32A | 0010418 | EPTA | Granvista Next Narrow 22 125 | 32A(i): A refrigerated display cabinet (RDC) or a gelato or ice-cream scooping cabinet | Class 14 |  | RRV or RRV-2 | 25.224 | 7.46 | 2.25 | 0 | Approved | 10/12/2018
32A | 0010419 | EPTA | Granvista Next Narrow 22 188 | 32A(i): A refrigerated display cabinet (RDC) or a gelato or ice-cream scooping cabinet | Class 14 |  | RRV or RRV-2 | 28.0747 | 11.19 | 3.38 | 0 | Approved | 10/12/2018
32A | 0010420 | EPTA | Granvista Next Narrow 22 250 | 32A(i): A refrigerated display cabinet (RDC) or a gelato or ice-cream scooping cabinet | Class 14 |  | RRV or RRV-2 | 29.8102 | 14.92 | 4.5 | 0 | Approved | 10/12/2018
32A | 0010421 | EPTA | Granvista Next Narrow 22 375 | 32A(i): A refrigerated display cabinet (RDC) or a gelato or ice-cream scooping cabinet | Class 14 |  | RRV or RRV-2 | 31.7334 | 22.38 | 6.75 | 0 | Approved | 10/12/2018
32A | 0010422 | HITLINE | Indiana tandem.MV.090.LT.D.225-DLM-234 | 32A(i): A refrigerated display cabinet (RDC) or a gelato or ice-cream scooping cabinet | Class 15 |  | RFV | 67.4378 | 46.286 | 3.51 | 0 | Approved | 10/12/2018
32A | 0010423 | HITLINE | Indiana tandem.MV.090.LT.D.225-DLM-2343 | 32A(i): A refrigerated display cabinet (RDC) or a gelato or ice-cream scooping cabinet | Class 15 |  | RFV | 67.4378 | 46.286 | 3.51 | 0 | Approved | 10/12/2018
32A | 0010424 | HITLINE | Indiana tandem.MV.090.LT.D.225-DLM-390 | 32A(i): A refrigerated display cabinet (RDC) or a gelato or ice-cream scooping cabinet | Class 15 |  | RFV | 68.2589 | 83.875 | 6.35 | 0 | Approved | 10/12/2018
32A | 0010425 | HITLINE | Indiana tandem.MV.090.LT.D.225-DLM-3905 | 32A(i): A refrigerated display cabinet (RDC) or a gelato or ice-cream scooping cabinet | Class 15 |  | RFV | 68.2589 | 83.875 | 6.35 | 0 | Approved | 10/12/2018
32A | 0010426 | HITLINE | Indiana.MV.090.MT.D.220-DLM-375 | 32A(i): A refrigerated display cabinet (RDC) or a gelato or ice-cream scooping cabinet | Class 14 |  | RRV or RRV-2 | 39.6432 | 26.843 | 6.44 | 0 | Approved | 10/12/2018
32A | 0010427 | JBG-2 Sp. z o.o. | LDLH-37-2500-003 | 32A(i): A refrigerated display cabinet (RDC) or a gelato or ice-cream scooping cabinet | Class 12 |  | RRH | 55.1337 | 5.88 | 1.99 | 0 | Approved | 10/12/2018
32A | 0010428 | JBG-2 Sp. z o.o. | LDLH-37-3750-002 | 32A(i): A refrigerated display cabinet (RDC) or a gelato or ice-cream scooping cabinet | Class 12 |  | RRH | 62.2662 | 8.82 | 2.99 | 0 | Approved | 10/12/2018
32A | 0010429 | Arneg | LIPSIA 100/216 250S23050 | 32A(i): A refrigerated display cabinet (RDC) or a gelato or ice-cream scooping cabinet | Class 14 |  | RRV or RRV-2 | 34.4828 | 19.106 | 5.093 | 0 | Approved | 10/12/2018
32A | 0010430 | Arneg | LISBONA 2 LF 95205 250S23050 | 32A(i): A refrigerated display cabinet (RDC) or a gelato or ice-cream scooping cabinet | Class 14 |  | RRV or RRV-2 | 50.0928 | 24.57 | 4.39 | 0 | Approved | 10/12/2018
32A | 0010431 | Arneg | LIPSIA 110/216 250S23050 | 32A(i): A refrigerated display cabinet (RDC) or a gelato or ice-cream scooping cabinet | Class 14 |  | RRV or RRV-2 | 34.4828 | 19.106 | 5.093 | 0 | Approved | 10/12/2018
32A | 0010432 | Arneg | LISBONA 2 LF 105218 250S23050 | 32A(i): A refrigerated display cabinet (RDC) or a gelato or ice-cream scooping cabinet | Class 14 |  | RRV or RRV-2 | 50.0928 | 24.57 | 4.39 | 0 | Approved | 10/12/2018
32A | 0010433 | Arneg | LONDON3 90 VDA 250 23050 | 32A(i): A refrigerated display cabinet (RDC) or a gelato or ice-cream scooping cabinet | Class 12 |  | RRH | 60.7331 | 7.54 | 2.49 | 0 | Approved | 10/12/2018
32A | 0010434 | Arneg | LONDON3 90 VDA 312 23050 | 32A(i): A refrigerated display cabinet (RDC) or a gelato or ice-cream scooping cabinet | Class 12 |  | RRH | 57.0365 | 7.656 | 2.781 | 0 | Approved | 10/12/2018
32A | 0010435 | Arneg | LONDON3 90 VDA 375 23050 | 32A(i): A refrigerated display cabinet (RDC) or a gelato or ice-cream scooping cabinet | Class 12 |  | RRH | 61.8583 | 9.518 | 3.338 | 0 | Approved | 10/12/2018
32A | 0010436 | Skope | OD230F-2 | 32A(i): A refrigerated display cabinet (RDC) or a gelato or ice-cream scooping cabinet | Class 7 |  | IRV | 49.7 | 7.92 | 0.749 | 0 | Approved | 10/12/2018
32A | 0010437 | Skope | OD230N | 32A(i): A refrigerated display cabinet (RDC) or a gelato or ice-cream scooping cabinet | Class 7 |  | IRV | 40.6 | 6.46 | 0.75 | 0 | Approved | 10/12/2018
32A | 0010438 | Skope | OD260 | 32A(i): A refrigerated display cabinet (RDC) or a gelato or ice-cream scooping cabinet | Class 7 |  | IRV | 54 | 8.3 | 0.69 | 0 | Approved | 10/12/2018
32A | 0010439 | Skope | OD330N | 32A(i): A refrigerated display cabinet (RDC) or a gelato or ice-cream scooping cabinet | Class 7 |  | IRV | 40 | 6.59 | 0.809 | 0 | Approved | 10/12/2018
32A | 0010440 | Skope | OD360 | 32A(i): A refrigerated display cabinet (RDC) or a gelato or ice-cream scooping cabinet | Class 7 |  | IRV | 56.8 | 9.56 | 0.852 | 0 | Approved | 10/12/2018
32A | 0010441 | Skope | OD400-2 | 32A(i): A refrigerated display cabinet (RDC) or a gelato or ice-cream scooping cabinet | Class 7 |  | IRV | 67.8 | 11.66 | 0.89 | 0 | Approved | 10/12/2018
32A | 0010442 | Skope | OD400-4 | 32A(i): A refrigerated display cabinet (RDC) or a gelato or ice-cream scooping cabinet | Class 7 |  | IRV | 67.1 | 11.36 | 0.86 | 0 | Approved | 10/12/2018
32A | 0010443 | Skope | OD460 (O46CJ) | 32A(i): A refrigerated display cabinet (RDC) or a gelato or ice-cream scooping cabinet | Class 7 |  | IRV | 60.1 | 11.26 | 1.06 | 0 | Approved | 10/12/2018
32A | 0010444 | Skope | OD460 (O46CV) | 32A(i): A refrigerated display cabinet (RDC) or a gelato or ice-cream scooping cabinet | Class 7 |  | IRV | 56.6 | 10.72 | 1.08 | 0 | Approved | 10/12/2018
32A | 0010445 | Skope | OD720N | 32A(i): A refrigerated display cabinet (RDC) or a gelato or ice-cream scooping cabinet | Class 7 |  | IRV | 69.1 | 16.15 | 1.57 | 0 | Approved | 10/12/2018
32A | 0010446 | Skope | BME1500N-A | 32A(i): A refrigerated display cabinet (RDC) or a gelato or ice-cream scooping cabinet | Class 7 |  | IRV | 19.7 | 4.99 | 1.785 | 0 | Approved | 10/12/2018
32A | 0010447 | Skope | BME1500N-AC | 32A(i): A refrigerated display cabinet (RDC) or a gelato or ice-cream scooping cabinet | Class 7 |  | IRV | 20.8 | 5.26 | 1.785 | 0 | Approved | 10/12/2018
32A | 0010448 | Skope | BB380X-2SW | 32A(i): A refrigerated display cabinet (RDC) or a gelato or ice-cream scooping cabinet | Class 7 |  | IRV | 39.3 | 5.72 | 0.601 | 0 | Approved | 10/12/2018
32A | 0010449 | Skope | BB380XT-2SW | 32A(i): A refrigerated display cabinet (RDC) or a gelato or ice-cream scooping cabinet | Class 7 |  | IRV | 60 | 8.74 | 0.601 | 0 | Approved | 10/12/2018
32A | 0010450 | Skope | BB580X-3SW | 32A(i): A refrigerated display cabinet (RDC) or a gelato or ice-cream scooping cabinet | Class 7 |  | IRV | 41.5 | 7.17 | 0.901 | 0 | Approved | 10/12/2018
32A | 0010451 | Skope | BB580XT-3SW | 32A(i): A refrigerated display cabinet (RDC) or a gelato or ice-cream scooping cabinet | Class 7 |  | IRV | 75.1 | 12.99 | 0.901 | 0 | Approved | 10/12/2018
32A | 0010452 | Skope | BB780X-4SW | 32A(i): A refrigerated display cabinet (RDC) or a gelato or ice-cream scooping cabinet | Class 7 |  | IRV | 44 | 8.8 | 1.2 | 0 | Approved | 10/12/2018
32A | 0010453 | Skope | BB.2.GSW | 32A(i): A refrigerated display cabinet (RDC) or a gelato or ice-cream scooping cabinet | Class 7 |  | IRV | 14 | 2.1 | 0.65 | 0 | Approved | 10/12/2018
32A | 0010454 | Skope | BB.2.GSW.T | 32A(i): A refrigerated display cabinet (RDC) or a gelato or ice-cream scooping cabinet | Class 7 |  | IRV | 33.5 | 5.03 | 0.65 | 0 | Approved | 10/12/2018
32A | 0010455 | Skope | BB.2.SSW | 32A(iii): A refrigerated storage cabinet (RSC) | Class 3 | HD | SRH | 27.4 | 1.87 | 0 | 274.2 | Approved | 10/12/2018
32A | 0010456 | Skope | BB.3.GSW | 32A(i): A refrigerated display cabinet (RDC) or a gelato or ice-cream scooping cabinet | Class 7 |  | IRV | 15.7 | 2.81 | 0.97 | 0 | Approved | 10/12/2018
32A | 0010457 | Skope | BB.3.GSW.T | 32A(i): A refrigerated display cabinet (RDC) or a gelato or ice-cream scooping cabinet | Class 7 |  | IRV | 40.3 | 7.22 | 0.97 | 0 | Approved | 10/12/2018
32A | 0010458 | Skope | BB.3.SSW | 32A(iii): A refrigerated storage cabinet (RSC) | Class 3 | HD | SRH | 32.3 | 2.55 | 0 | 427.3 | Approved | 10/12/2018
32A | 0010459 | Skope | BB.4.GSW | 32A(i): A refrigerated display cabinet (RDC) or a gelato or ice-cream scooping cabinet | Class 7 |  | IRV | 21.5 | 4.48 | 1.29 | 0 | Approved | 10/12/2018
32A | 0010460 | Skope | BB.4.GSW.T | 32A(i): A refrigerated display cabinet (RDC) or a gelato or ice-cream scooping cabinet | Class 7 |  | IRV | 51.2 | 10.66 | 1.29 | 0 | Approved | 10/12/2018
32A | 0010461 | Skope | BB.4.SSW | 32A(iii): A refrigerated storage cabinet (RSC) | Class 3 | HD | SRH | 44.9 | 4.03 | 0 | 580.5 | Approved | 10/12/2018
32A | 0010462 | Skope | B300-M | 32A(i): A refrigerated display cabinet (RDC) or a gelato or ice-cream scooping cabinet | Class 7 |  | IRV | 12.7636 | 1.87 | 0.61 | 0 | Approved | 10/12/2018
32A | 0010463 | Skope | B300-V | 32A(i): A refrigerated display cabinet (RDC) or a gelato or ice-cream scooping cabinet | Class 7 |  | IRV | 12.7636 | 1.87 | 0.61 | 0 | Approved | 10/12/2018
32A | 0010464 | Skope | CL.2.GSW | 32A(i): A refrigerated display cabinet (RDC) or a gelato or ice-cream scooping cabinet | Class 7 |  | IRV | 13.5 | 1.87 | 0.52 | 0 | Approved | 10/12/2018
32A | 0010465 | Skope | CL.2.GSW.T | 32A(i): A refrigerated display cabinet (RDC) or a gelato or ice-cream scooping cabinet | Class 7 |  | IRV | 32.2 | 4.46 | 0.52 | 0 | Approved | 10/12/2018
32A | 0010466 | Skope | CL.2.SSW | 32A(iii): A refrigerated storage cabinet (RSC) | Class 3 | HD | SRH | 23.2 | 1.57 | 0 | 267.9 | Approved | 10/12/2018
32A | 0010467 | Skope | CL.3.GSW | 32A(i): A refrigerated display cabinet (RDC) or a gelato or ice-cream scooping cabinet | Class 7 |  | IRV | 15.3 | 2.5 | 0.79 | 0 | Approved | 10/12/2018
32A | 0010468 | Skope | CL.3.GSW.T | 32A(i): A refrigerated display cabinet (RDC) or a gelato or ice-cream scooping cabinet | Class 7 |  | IRV | 38.6 | 6.29 | 0.79 | 0 | Approved | 10/12/2018
32A | 0010469 | Skope | CL.3.SSW | 32A(iii): A refrigerated storage cabinet (RSC) | Class 3 | HD | SRH | 27.8 | 2.17 | 0 | 416 | Approved | 10/12/2018
32A | 0010470 | Skope | CL.4.GSW | 32A(i): A refrigerated display cabinet (RDC) or a gelato or ice-cream scooping cabinet | Class 7 |  | IRV | 22.6 | 4.21 | 1.05 | 0 | Approved | 10/12/2018
32A | 0010471 | Skope | CL.4.GSW.T | 32A(i): A refrigerated display cabinet (RDC) or a gelato or ice-cream scooping cabinet | Class 7 |  | IRV | 50 | 9.33 | 1.05 | 0 | Approved | 10/12/2018
32A | 0010472 | Skope | CL.4.SSW | 32A(iii): A refrigerated storage cabinet (RSC) | Class 3 | HD | SRH | 41.5 | 3.67 | 0 | 564.2 | Approved | 10/12/2018
32A | 0010473 | Skope | CL400i-2SW | 32A(i): A refrigerated display cabinet (RDC) or a gelato or ice-cream scooping cabinet | Class 7 |  | IRV | 42.8 | 5.65 | 0.45 | 0 | Approved | 10/12/2018
32A | 0010474 | Skope | CL600i-3SW | 32A(i): A refrigerated display cabinet (RDC) or a gelato or ice-cream scooping cabinet | Class 7 |  | IRV | 43.8 | 6.65 | 0.67 | 0 | Approved | 10/12/2018
32A | 0010475 | Skope | CL800i-4SW | 32A(i): A refrigerated display cabinet (RDC) or a gelato or ice-cream scooping cabinet | Class 7 |  | IRV | 49.6 | 8.57 | 0.9 | 0 | Approved | 10/12/2018
32A | 0010476 | Skope | CC300i-2SW | 32A(i): A refrigerated display cabinet (RDC) or a gelato or ice-cream scooping cabinet | Class 7 |  | IRV | 40.4 | 5.33 | 0.45 | 0 | Approved | 10/12/2018
32A | 0010477 | Skope | CC500i-3SW | 32A(i): A refrigerated display cabinet (RDC) or a gelato or ice-cream scooping cabinet | Class 7 |  | IRV | 44.9 | 6.82 | 0.67 | 0 | Approved | 10/12/2018
32A | 0010478 | Skope | RF7.UPF.2.SD | 32A(iii): A refrigerated storage cabinet (RSC) | Class 10 | HD | SFV | 77.9955 | 10.64 | 0 | 711.7 | Approved | 10/12/2018
32A | 0010479 | Skope | RF8.UPC.2.SD | 32A(iii): A refrigerated storage cabinet (RSC) | Class 10 | HD | SFV | 62.7217 | 9.36 | 0 | 806.6 | Approved | 10/12/2018
32A | 0010480 | Skope | PG21.UPR.1.SD | 32A(iii): A refrigerated storage cabinet (RSC) | Class 9 | HD | SRV | 57.5 | 2.2 | 0 | 480 | Approved | 10/12/2018
32A | 0010481 | Skope | PG21.UPR.2.SD | 32A(iii): A refrigerated storage cabinet (RSC) | Class 9 | HD | SRV | 65.3 | 3.91 | 0 | 960 | Approved | 10/12/2018
32A | 0010482 | Skope | PG250HC-2-2S | 32A(iii): A refrigerated storage cabinet (RSC) | Class 3 | HD | SRH | 75.4 | 4.514 | 0 | 154 | Approved | 10/12/2018
32A | 0010483 | Skope | SKFT1000N-A | 32A(i): A refrigerated display cabinet (RDC) or a gelato or ice-cream scooping cabinet | Class 8 |  | IFV | 63.5 | 16.17 | 1.25 | 0 | Approved | 10/12/2018
32A | 0010484 | Skope | SKFT1000N-AC | 32A(i): A refrigerated display cabinet (RDC) or a gelato or ice-cream scooping cabinet | Class 8 |  | IFV | 64.2 | 16.35 | 1.25 | 0 | Approved | 10/12/2018
32A | 0010485 | Skope | SKFT650N-A | 32A(i): A refrigerated display cabinet (RDC) or a gelato or ice-cream scooping cabinet | Class 8 |  | IFV | 56.9 | 10.47 | 0.88 | 0 | Approved | 10/12/2018
32A | 0010486 | Skope | SKFT650N-AC | 32A(i): A refrigerated display cabinet (RDC) or a gelato or ice-cream scooping cabinet | Class 8 |  | IFV | 57.5 | 10.58 | 0.88 | 0 | Approved | 10/12/2018
32A | 0010487 | Skope | SKT1000ACUS-16635 | 32A(i): A refrigerated display cabinet (RDC) or a gelato or ice-cream scooping cabinet | Class 7 |  | IRV | 79.7 | 9.43 | 1.87 | 0 | Approved | 10/12/2018
32A | 0010488 | Skope | SKT1000N-A | 32A(i): A refrigerated display cabinet (RDC) or a gelato or ice-cream scooping cabinet | Class 7 |  | IRV | 18.4 | 3.79 | 1.263 | 0 | Approved | 10/12/2018
32A | 0010489 | Skope | SKT1000N-AC | 32A(i): A refrigerated display cabinet (RDC) or a gelato or ice-cream scooping cabinet | Class 7 |  | IRV | 19.3 | 3.97 | 1.263 | 0 | Approved | 10/12/2018
32A | 0010490 | Skope | SKT1000N-ACX | 32A(i): A refrigerated display cabinet (RDC) or a gelato or ice-cream scooping cabinet | Class 7 |  | IRV | 72.1 | 4.61 | 1.26 | 0 | Approved | 10/12/2018
32A | 0010491 | Skope | SKT1300N-A | 32A(i): A refrigerated display cabinet (RDC) or a gelato or ice-cream scooping cabinet | Class 7 |  | IRV | 16.1 | 4.21 | 1.88 | 0 | Approved | 10/12/2018
32A | 0010492 | Skope | SKT1300N-AC | 32A(i): A refrigerated display cabinet (RDC) or a gelato or ice-cream scooping cabinet | Class 7 |  | IRV | 16.9 | 4.43 | 1.88 | 0 | Approved | 10/12/2018
32A | 0010493 | Skope | SKT1300NS-A | 32A(iii): A refrigerated storage cabinet (RSC) | Class 9 | HD | SRV | 63.2 | 3.62 | 0 | 901 | Approved | 10/12/2018
32A | 0010494 | Skope | SKT1300NS-A (MT13SYN) | 32A(iii): A refrigerated storage cabinet (RSC) | Class 9 | HD | SRV | 63.2 | 3.62 | 0 | 901 | Approved | 10/12/2018
32A | 0010495 | Skope | SKT1300NS-A (MT13SZN) | 32A(iii): A refrigerated storage cabinet (RSC) | Class 9 | HD | SRV | 63.2 | 3.62 | 0 | 901 | Approved | 10/12/2018
32A | 0010496 | Skope | SKT1500N-A | 32A(i): A refrigerated display cabinet (RDC) or a gelato or ice-cream scooping cabinet | Class 7 |  | IRV | 22.5 | 6.1 | 1.98 | 0 | Approved | 10/12/2018
32A | 0010497 | Skope | SKT1500N-AC | 32A(i): A refrigerated display cabinet (RDC) or a gelato or ice-cream scooping cabinet | Class 7 |  | IRV | 23.2 | 6.28 | 1.98 | 0 | Approved | 10/12/2018
32A | 0010498 | Skope | SKT1500NS-A | 32A(iii): A refrigerated storage cabinet (RSC) | Class 9 | HD | SRV | 76.4 | 5.43 | 0 | 1033 | Approved | 10/12/2018
32A | 0010499 | Skope | SKT1500NS-A MB15SYN | 32A(iii): A refrigerated storage cabinet (RSC) | Class 9 | HD | SRV | 76.4 | 5.43 | 0 | 1033 | Approved | 10/12/2018
32A | 0010500 | Skope | SKT1500NS-A MB15SZN | 32A(iii): A refrigerated storage cabinet (RSC) | Class 9 | HD | SRV | 76.4 | 5.43 | 0 | 1033 | Approved | 10/12/2018
32A | 0010501 | Skope | SKT500XW | 32A(i): A refrigerated display cabinet (RDC) or a gelato or ice-cream scooping cabinet | Class 7 |  | IRV | 18.9 | 2.79 | 0.62 | 0 | Approved | 10/12/2018
32A | 0010502 | Skope | SKT500XW-C | 32A(i): A refrigerated display cabinet (RDC) or a gelato or ice-cream scooping cabinet | Class 7 |  | IRV | 18.9 | 2.79 | 0.62 | 0 | Approved | 10/12/2018
32A | 0010503 | Skope | SKT500XW-CX | 32A(i): A refrigerated display cabinet (RDC) or a gelato or ice-cream scooping cabinet | Class 7 |  | IRV | 69.5 | 3.027 | 0.616 | 0 | Approved | 10/12/2018
32A | 0010504 | Skope | SKT650N-A | 32A(i): A refrigerated display cabinet (RDC) or a gelato or ice-cream scooping cabinet | Class 7 |  | IRV | 13.4 | 2.36 | 0.942 | 0 | Approved | 10/12/2018
32A | 0010505 | Skope | SKT650N-AC | 32A(i): A refrigerated display cabinet (RDC) or a gelato or ice-cream scooping cabinet | Class 7 |  | IRV | 13.9 | 2.46 | 0.942 | 0 | Approved | 10/12/2018
32A | 0010506 | Skope | SKT650N-ACX | 32A(i): A refrigerated display cabinet (RDC) or a gelato or ice-cream scooping cabinet | Class 7 |  | IRV | 60.8 | 2.6 | 0.94 | 0 | Approved | 10/12/2018
32A | 0010507 | Skope | SKT650NS-A | 32A(iii): A refrigerated storage cabinet (RSC) | Class 9 | HD | SRV | 73.5 | 2.16 | 0 | 411.2 | Approved | 10/12/2018
32A | 0010508 | Skope | SKT650NS-A MT65SYN | 32A(iii): A refrigerated storage cabinet (RSC) | Class 9 | HD | SRV | 73.5 | 2.16 | 0 | 411.2 | Approved | 10/12/2018
32A | 0010509 | Skope | SKT650NS-A MT65SZN | 32A(iii): A refrigerated storage cabinet (RSC) | Class 9 | HD | SRV | 73.5 | 2.16 | 0 | 411.2 | Approved | 10/12/2018
32A | 0010510 | Skope | SKB1200N-A | 32A(i): A refrigerated display cabinet (RDC) or a gelato or ice-cream scooping cabinet | Class 7 |  | IRV | 15.1 | 3.37 | 1.448 | 0 | Approved | 10/12/2018
32A | 0010511 | Skope | SKB1200N-AC | 32A(i): A refrigerated display cabinet (RDC) or a gelato or ice-cream scooping cabinet | Class 7 |  | IRV | 15.6 | 3.48 | 1.448 | 0 | Approved | 10/12/2018
32A | 0010512 | Skope | SKB1200N-ACX | 32A(i): A refrigerated display cabinet (RDC) or a gelato or ice-cream scooping cabinet | Class 7 |  | IRV | 70.2 | 4.55 | 1.45 | 0 | Approved | 10/12/2018
32A | 0010513 | Skope | SKB1200NH-A | 32A(i): A refrigerated display cabinet (RDC) or a gelato or ice-cream scooping cabinet | Class 7 |  | IRV | 75.1 | 4.28 | 1.27 | 0 | Approved | 10/12/2018
32A | 0010514 | Skope | SKB1200NH-AC | 32A(i): A refrigerated display cabinet (RDC) or a gelato or ice-cream scooping cabinet | Class 7 |  | IRV | 75.1 | 4.28 | 1.27 | 0 | Approved | 10/12/2018
32A | 0010515 | Skope | SKB1500ACUS-17566 | 32A(i): A refrigerated display cabinet (RDC) or a gelato or ice-cream scooping cabinet | Class 11 |  | IRV-4 | 71.5 | 10.58 | 7.51 | 0 | Approved | 10/12/2018
32A | 0010516 | Skope | SKB1500N-A | 32A(i): A refrigerated display cabinet (RDC) or a gelato or ice-cream scooping cabinet | Class 7 |  | IRV | 19.7 | 4.99 | 1.785 | 0 | Approved | 10/12/2018
32A | 0010517 | Skope | SKB1500N-AC | 32A(i): A refrigerated display cabinet (RDC) or a gelato or ice-cream scooping cabinet | Class 7 |  | IRV | 20.8 | 5.26 | 1.785 | 0 | Approved | 10/12/2018
32A | 0010518 | Skope | SKB1500NH-A | 32A(i): A refrigerated display cabinet (RDC) or a gelato or ice-cream scooping cabinet | Class 7 |  | IRV | 80.8 | 6.25 | 1.56 | 0 | Approved | 10/12/2018
32A | 0010519 | Skope | SKB1500NH-AC | 32A(i): A refrigerated display cabinet (RDC) or a gelato or ice-cream scooping cabinet | Class 7 |  | IRV | 80.8 | 6.25 | 1.56 | 0 | Approved | 10/12/2018
32A | 0010520 | Skope | SKB1500NS-A | 32A(iii): A refrigerated storage cabinet (RSC) | Class 9 | HD | SRV | 69.8 | 4.3 | 0 | 1055 | Approved | 10/12/2018
32A | 0010521 | Skope | SKB1500NS-A MB15SYN | 32A(iii): A refrigerated storage cabinet (RSC) | Class 9 | HD | SRV | 69.8 | 4.3 | 0 | 1055 | Approved | 10/12/2018
32A | 0010522 | Skope | SKB1500NS-A MB15SZN | 32A(iii): A refrigerated storage cabinet (RSC) | Class 9 | HD | SRV | 69.8 | 4.3 | 0 | 1055 | Approved | 10/12/2018
32A | 0010523 | Skope | SKB1500NSH-A | 32A(iii): A refrigerated storage cabinet (RSC) | Class 9 | HD | SRV | 74.4 | 5.12 | 0 | 1055 | Approved | 10/12/2018
32A | 0010524 | Skope | SKB1500NSH-A MBH15SYN | 32A(iii): A refrigerated storage cabinet (RSC) | Class 9 | HD | SRV | 74.4 | 5.12 | 0 | 1055 | Approved | 10/12/2018
32A | 0010525 | Skope | SKB1500NSH-A MBH15SZN | 32A(iii): A refrigerated storage cabinet (RSC) | Class 9 | HD | SRV | 74.4 | 5.12 | 0 | 1055 | Approved | 10/12/2018
32A | 0010526 | Skope | SKB600N-A | 32A(i): A refrigerated display cabinet (RDC) or a gelato or ice-cream scooping cabinet | Class 7 |  | IRV | 12.9 | 2.21 | 0.876 | 0 | Approved | 10/12/2018
32A | 0010527 | Skope | SKB600N-AC | 32A(i): A refrigerated display cabinet (RDC) or a gelato or ice-cream scooping cabinet | Class 7 |  | IRV | 13.6 | 2.32 | 0.876 | 0 | Approved | 10/12/2018
32A | 0010528 | Skope | SKB600N-ACX | 32A(i): A refrigerated display cabinet (RDC) or a gelato or ice-cream scooping cabinet | Class 7 |  | IRV | 60.3 | 2.56 | 0.88 | 0 | Approved | 10/12/2018
32A | 0010529 | Skope | SKB600NH-A | 32A(i): A refrigerated display cabinet (RDC) or a gelato or ice-cream scooping cabinet | Class 7 |  | IRV | 69.8 | 2.74 | 0.789 | 0 | Approved | 10/12/2018
32A | 0010530 | Skope | SKB600NH-AC | 32A(i): A refrigerated display cabinet (RDC) or a gelato or ice-cream scooping cabinet | Class 7 |  | IRV | 69.8 | 2.74 | 0.789 | 0 | Approved | 10/12/2018
32A | 0010531 | Skope | SKB600NS-A | 32A(iii): A refrigerated storage cabinet (RSC) | Class 9 | HD | SRV | 72.8 | 2.12 | 0 | 434 | Approved | 10/12/2018
32A | 0010532 | Skope | SKB600NS-A MB60SYN | 32A(iii): A refrigerated storage cabinet (RSC) | Class 9 | HD | SRV | 72.8 | 2.12 | 0 | 434 | Approved | 10/12/2018
32A | 0010533 | Skope | SKB600NS-A MB60SZN | 32A(iii): A refrigerated storage cabinet (RSC) | Class 9 | HD | SRV | 72.8 | 2.12 | 0 | 434 | Approved | 10/12/2018
32A | 0010534 | Skope | SKB600NSH-A | 32A(iii): A refrigerated storage cabinet (RSC) | Class 9 | HD | SRV | 76.9 | 2.46 | 0 | 434 | Approved | 10/12/2018
32A | 0010535 | Skope | SKB600NSH-A MBH60SYN | 32A(iii): A refrigerated storage cabinet (RSC) | Class 9 | HD | SRV | 76.9 | 2.46 | 0 | 434 | Approved | 10/12/2018
32A | 0010536 | Skope | SKB600NSH-A MBH60SZN | 32A(iii): A refrigerated storage cabinet (RSC) | Class 9 | HD | SRV | 76.9 | 2.46 | 0 | 434 | Approved | 10/12/2018
32A | 0010537 | Skope | SKB900N-A | 32A(i): A refrigerated display cabinet (RDC) or a gelato or ice-cream scooping cabinet | Class 7 |  | IRV | 17.1 | 3.46 | 1.226 | 0 | Approved | 10/12/2018
32A | 0010538 | Skope | SKB900N-AC | 32A(i): A refrigerated display cabinet (RDC) or a gelato or ice-cream scooping cabinet | Class 7 |  | IRV | 17.9 | 3.64 | 1.226 | 0 | Approved | 10/12/2018
32A | 0010539 | Skope | SKB900N-ACX | 32A(i): A refrigerated display cabinet (RDC) or a gelato or ice-cream scooping cabinet | Class 7 |  | IRV | 20.5 | 4.05 | 1.169 | 0 | Approved | 10/12/2018
32A | 0010540 | Skope | SKB900NH-A | 32A(i): A refrigerated display cabinet (RDC) or a gelato or ice-cream scooping cabinet | Class 7 |  | IRV | 74 | 4.1 | 1.1 | 0 | Approved | 10/12/2018
32A | 0010541 | Skope | SKB900NH-AC | 32A(i): A refrigerated display cabinet (RDC) or a gelato or ice-cream scooping cabinet | Class 7 |  | IRV | 74 | 4.1 | 1.1 | 0 | Approved | 10/12/2018
32A | 0010542 | Skope | SKB900NS-A | 32A(iii): A refrigerated storage cabinet (RSC) | Class 9 | HD | SRV | 60.3 | 2.76 | 0 | 646.2 | Approved | 10/12/2018
32A | 0010543 | Skope | SKB900NS-A:MB90SYN | 32A(iii): A refrigerated storage cabinet (RSC) | Class 9 | HD | SRV | 60.3 | 2.76 | 0 | 646.2 | Approved | 10/12/2018
32A | 0010544 | Skope | SKB900NS-A:MB90SZN | 32A(iii): A refrigerated storage cabinet (RSC) | Class 9 | HD | SRV | 60.3 | 2.76 | 0 | 646.2 | Approved | 10/12/2018
32A | 0010545 | Skope | SL.2.GSW | 32A(i): A refrigerated display cabinet (RDC) or a gelato or ice-cream scooping cabinet | Class 7 |  | IRV | 13.5 | 1.87 | 0.52 | 0 | Approved | 10/12/2018
32A | 0010546 | Skope | SL.2.GSW.T | 32A(i): A refrigerated display cabinet (RDC) or a gelato or ice-cream scooping cabinet | Class 7 |  | IRV | 32.2 | 4.46 | 0.52 | 0 | Approved | 10/12/2018
32A | 0010547 | Skope | SL.2.SSW | 32A(iii): A refrigerated storage cabinet (RSC) | Class 3 | HD | SRH | 24.3 | 1.57 | 0 | 222.4 | Approved | 10/12/2018
32A | 0010548 | Skope | SL.3.GSW | 32A(i): A refrigerated display cabinet (RDC) or a gelato or ice-cream scooping cabinet | Class 7 |  | IRV | 15.3 | 2.5 | 0.79 | 0 | Approved | 10/12/2018
32A | 0010549 | Skope | SL.3.GSW.T | 32A(i): A refrigerated display cabinet (RDC) or a gelato or ice-cream scooping cabinet | Class 7 |  | IRV | 38.6 | 6.29 | 0.79 | 0 | Approved | 10/12/2018
32A | 0010550 | Skope | SL.3.SSW | 32A(iii): A refrigerated storage cabinet (RSC) | Class 3 | HD | SRH | 29.6 | 2.17 | 0 | 345.4 | Approved | 10/12/2018
32A | 0010551 | Skope | SL.4.GSW | 32A(i): A refrigerated display cabinet (RDC) or a gelato or ice-cream scooping cabinet | Class 7 |  | IRV | 22.6 | 4.21 | 1.05 | 0 | Approved | 10/12/2018
32A | 0010552 | Skope | SL.4.GSW.T | 32A(i): A refrigerated display cabinet (RDC) or a gelato or ice-cream scooping cabinet | Class 7 |  | IRV | 50 | 9.33 | 1.05 | 0 | Approved | 10/12/2018
32A | 0010553 | Skope | SL.4.SSW | 32A(iii): A refrigerated storage cabinet (RSC) | Class 3 | HD | SRH | 44.8 | 3.67 | 0 | 468.4 | Approved | 10/12/2018
32A | 0010554 | Skope | SL295-2 (S3260) | 32A(i): A refrigerated display cabinet (RDC) or a gelato or ice-cream scooping cabinet | Class 7 |  | IRV | 64 | 8.79 | 0.51 | 0 | Approved | 10/12/2018
32A | 0010555 | Skope | SL295-4SL | 32A(i): A refrigerated display cabinet (RDC) or a gelato or ice-cream scooping cabinet | Class 7 |  | IRV | 63.6 | 11.74 | 1.03 | 0 | Approved | 10/12/2018
32A | 0010556 | Skope | TMF1000N-A | 32A(i): A refrigerated display cabinet (RDC) or a gelato or ice-cream scooping cabinet | Class 8 |  | IFV | 63.474 | 16.17 | 1.25 | 0 | Approved | 10/12/2018
32A | 0010557 | Skope | TMF1000N-AC | 32A(i): A refrigerated display cabinet (RDC) or a gelato or ice-cream scooping cabinet | Class 8 |  | IFV | 64.1805 | 16.35 | 1.25 | 0 | Approved | 10/12/2018
32A | 0010558 | Skope | TMF650N-A | 32A(i): A refrigerated display cabinet (RDC) or a gelato or ice-cream scooping cabinet | Class 8 |  | IFV | 56.8774 | 10.47 | 0.88 | 0 | Approved | 10/12/2018
32A | 0010559 | Skope | TMF650N-AC | 32A(i): A refrigerated display cabinet (RDC) or a gelato or ice-cream scooping cabinet | Class 8 |  | IFV | 57.475 | 10.58 | 0.88 | 0 | Approved | 10/12/2018
32A | 0010560 | Skope | TME1500N-3C | 32A(i): A refrigerated display cabinet (RDC) or a gelato or ice-cream scooping cabinet | Class 7 |  | IRV | 23.2 | 6.28 | 1.98 | 0 | Approved | 10/12/2018
32A | 0010561 | Skope | TME1500N-A | 32A(i): A refrigerated display cabinet (RDC) or a gelato or ice-cream scooping cabinet | Class 7 |  | IRV | 22.5 | 6.1 | 1.98 | 0 | Approved | 10/12/2018
32A | 0010562 | Skope | TME1500N-AC | 32A(i): A refrigerated display cabinet (RDC) or a gelato or ice-cream scooping cabinet | Class 7 |  | IRV | 23.2 | 6.28 | 1.98 | 0 | Approved | 10/12/2018
32A | 0010563 | Koeler | KVN-1120 | 32A(i): A refrigerated display cabinet (RDC) or a gelato or ice-cream scooping cabinet | Class 7 |  | IRV | 13.8521 | 3.286 | 1.61 | 0 | Approved | 10/12/2018
32A | 0010564 | Koeler | KFV-1130 | 32A(i): A refrigerated display cabinet (RDC) or a gelato or ice-cream scooping cabinet | Class 8 |  | IFV | 35.3312 | 11.43 | 1.61 | 0 | Approved | 10/12/2018
32A | 0010565 | Hussmann | KM20-3D4 | 32A(i): A refrigerated display cabinet (RDC) or a gelato or ice-cream scooping cabinet | Class 14 |  | RRV or RRV-2 | 33.3861 | 14.34 | 3.72 | 0 | Approved | 10/12/2018
32A | 0010566 | Hussmann | KM20-4D4 | 32A(i): A refrigerated display cabinet (RDC) or a gelato or ice-cream scooping cabinet | Class 14 |  | RRV or RRV-2 | 33.3861 | 14.34 | 3.72 | 0 | Approved | 10/12/2018
32A | 0010567 | Hussmann | KM20-6D4 | 32A(i): A refrigerated display cabinet (RDC) or a gelato or ice-cream scooping cabinet | Class 14 |  | RRV or RRV-2 | 35.923 | 21.51 | 5.58 | 0 | Approved | 10/12/2018
32A | 0010568 | Hussmann | KG20-2Z | 32A(i): A refrigerated display cabinet (RDC) or a gelato or ice-cream scooping cabinet | Class 15 |  | RFV | 57.4278 | 25.05 | 2.197 | 0 | Approved | 10/12/2018
32A | 0010569 | Hussmann | KG20-3FF | 32A(i): A refrigerated display cabinet (RDC) or a gelato or ice-cream scooping cabinet | Class 15 |  | RFV | 58.3187 | 37.58 | 3.295 | 0 | Approved | 10/12/2018
32A | 0010570 | Hussmann | KG20-3Z | 32A(i): A refrigerated display cabinet (RDC) or a gelato or ice-cream scooping cabinet | Class 15 |  | RFV | 58.3187 | 37.58 | 3.295 | 0 | Approved | 10/12/2018
32A | 0010571 | Hussmann | KG20-4FF | 32A(i): A refrigerated display cabinet (RDC) or a gelato or ice-cream scooping cabinet | Class 15 |  | RFV | 58.6432 | 50.11 | 4.393 | 0 | Approved | 10/12/2018
32A | 0010572 | Hussmann | KG20-4Z | 32A(i): A refrigerated display cabinet (RDC) or a gelato or ice-cream scooping cabinet | Class 15 |  | RFV | 58.6432 | 50.11 | 4.393 | 0 | Approved | 10/12/2018
32A | 0010573 | Hussmann | KG20-5Z | 32A(i): A refrigerated display cabinet (RDC) or a gelato or ice-cream scooping cabinet | Class 15 |  | RFV | 58.8302 | 62.63 | 5.491 | 0 | Approved | 10/12/2018
32A | 0010574 | Arneg | LIPSIA 100 -110 H216 3750 | 32A(i): A refrigerated display cabinet (RDC) or a gelato or ice-cream scooping cabinet | Class 14 |  | RRV or RRV-2 | 36.452 | 28.659 | 7.639 | 0 | Approved | 10/12/2018
32A | 0010575 | Kaplanlar | ODENSE NRW LB DGD 1090 H2250 | 32A(i): A refrigerated display cabinet (RDC) or a gelato or ice-cream scooping cabinet | Class 14 |  | RRV or RRV-2 | 23.3818 | 16.49 | 6.75 | 0 | Approved | 10/12/2018
32A | 0010576 | Kaplanlar | Pearl 950 FV V3 | 32A(i): A refrigerated display cabinet (RDC) or a gelato or ice-cream scooping cabinet | Class 14 |  | RRV or RRV-2 | 68.2334 | 43.03 | 5.93 | 0 | Approved | 10/12/2018
32A | 0010577 | Kaplanlar | PEARL 950 FV V3-1875mm | 32A(i): A refrigerated display cabinet (RDC) or a gelato or ice-cream scooping cabinet | Class 14 |  | RRV or RRV-2 | 68.2334 | 43.03 | 5.93 | 0 | Approved | 10/12/2018
32A | 0010578 | Kaplanlar | PEARL 950 FV V3-2500mm | 32A(i): A refrigerated display cabinet (RDC) or a gelato or ice-cream scooping cabinet | Class 14 |  | RRV or RRV-2 | 68.2334 | 43.03 | 5.93 | 0 | Approved | 10/12/2018
32A | 0010579 | Kaplanlar | PEARL 950 FV V3-3750mm | 32A(i): A refrigerated display cabinet (RDC) or a gelato or ice-cream scooping cabinet | Class 14 |  | RRV or RRV-2 | 68.2334 | 43.03 | 5.93 | 0 | Approved | 10/12/2018
32A | 0010580 | Kaplanlar | Pearl 950 V3 DL DGD | 32A(i): A refrigerated display cabinet (RDC) or a gelato or ice-cream scooping cabinet | Class 14 |  | RRV or RRV-2 | 33.633 | 21.21 | 5.93 | 0 | Approved | 10/12/2018
32A | 0010581 | Kaplanlar | PEARL 950 V3 DL DGD - 1875mm | 32A(i): A refrigerated display cabinet (RDC) or a gelato or ice-cream scooping cabinet | Class 14 |  | RRV or RRV-2 | 33.633 | 21.21 | 5.93 | 0 | Approved | 10/12/2018
32A | 0010582 | Kaplanlar | PEARL 950 V3 DL DGD - 2500mm | 32A(i): A refrigerated display cabinet (RDC) or a gelato or ice-cream scooping cabinet | Class 14 |  | RRV or RRV-2 | 33.633 | 21.21 | 5.93 | 0 | Approved | 10/12/2018
32A | 0010583 | Kaplanlar | PEARL 950 V3 DL DGD - 3750mm | 32A(i): A refrigerated display cabinet (RDC) or a gelato or ice-cream scooping cabinet | Class 14 |  | RRV or RRV-2 | 33.633 | 21.21 | 5.93 | 0 | Approved | 10/12/2018
32A | 0010584 | Kaplanlar | Pearl 950 V3 MT | 32A(i): A refrigerated display cabinet (RDC) or a gelato or ice-cream scooping cabinet | Class 14 |  | RRV or RRV-2 | 36.0592 | 22.74 | 5.93 | 0 | Approved | 10/12/2018
32A | 0010585 | Arneg | LISBONA-2C-LF-95-205-GL – LS - CE | 32A(i): A refrigerated display cabinet (RDC) or a gelato or ice-cream scooping cabinet | Class 14 |  | RRV or RRV-2 | 50.5594 | 20.286 | 3.411 | 0 | Approved | 10/12/2018
32A | 0010586 | Arneg | LIPSIA 100-110 H216 2500 | 32A(i): A refrigerated display cabinet (RDC) or a gelato or ice-cream scooping cabinet | Class 14 |  | RRV or RRV-2 | 34.4828 | 19.106 | 5.093 | 0 | Approved | 10/12/2018
32A | 0010587 | Arneg | LIPSIA 4 ASO 100/218 250S23050 | 32A(i): A refrigerated display cabinet (RDC) or a gelato or ice-cream scooping cabinet | Class 14 |  | RRV or RRV-2 | 18.4623 | 10.03 | 4.968 | 0 | Approved | 10/12/2018
32A | 0010588 | Arneg | LIPSIA 4 ASO 100/218 375S23050 | 32A(i): A refrigerated display cabinet (RDC) or a gelato or ice-cream scooping cabinet | Class 14 |  | RRV or RRV-2 | 19.5721 | 15.05 | 7.451 | 0 | Approved | 10/12/2018
32A | 0010589 | Hussmann | MPD216-25 | 32A(i): A refrigerated display cabinet (RDC) or a gelato or ice-cream scooping cabinet | Class 14 |  | RRV or RRV-2 | 34.64 | 11.377 | 2.61 | 0 | Approved | 10/12/2018
32A | 0010590 | Hussmann | MPD316-C | 32A(i): A refrigerated display cabinet (RDC) or a gelato or ice-cream scooping cabinet | Class 14 |  | RRV or RRV-2 | 34.14 | 14.17 | 3.558 | 0 | Approved | 10/12/2018
32A | 0010591 | Hussmann | DM13-3 | 32A(i): A refrigerated display cabinet (RDC) or a gelato or ice-cream scooping cabinet | Class 14 |  | RRV or RRV-2 | 78.4469 | 26.77 | 2.754 | 0 | Approved | 10/12/2018
32A | 0010592 | Hussmann | DM13-4 | 32A(i): A refrigerated display cabinet (RDC) or a gelato or ice-cream scooping cabinet | Class 14 |  | RRV or RRV-2 | 78.4469 | 26.77 | 2.754 | 0 | Approved | 10/12/2018
32A | 0010593 | Hussmann | DD13-2DE1 | 32A(i): A refrigerated display cabinet (RDC) or a gelato or ice-cream scooping cabinet | Class 14 |  | RRV or RRV-2 | 38.859 | 8.31 | 1.346 | 0 | Approved | 10/12/2018
32A | 0010594 | Hussmann | CSC13-6 | 32A(i): A refrigerated display cabinet (RDC) or a gelato or ice-cream scooping cabinet | Class 14 |  | RRV or RRV-2 | 80.1228 | 30.553 | 3.192 | 0 | Approved | 10/12/2018
32A | 0010595 | Hussmann | DC13-4M | 32A(i): A refrigerated display cabinet (RDC) or a gelato or ice-cream scooping cabinet | Class 14 |  | RRV or RRV-2 | 45.5106 | 8.49 | 1.053 | 0 | Approved | 10/12/2018
32A | 0010596 | Hussmann | DC13-6F | 32A(i): A refrigerated display cabinet (RDC) or a gelato or ice-cream scooping cabinet | Class 14 |  | RRV or RRV-2 | 54.2636 | 12.74 | 1.58 | 0 | Approved | 10/12/2018
32A | 0010597 | Hussmann | DC13-6M | 32A(i): A refrigerated display cabinet (RDC) or a gelato or ice-cream scooping cabinet | Class 14 |  | RRV or RRV-2 | 54.2636 | 12.74 | 1.58 | 0 | Approved | 10/12/2018
32A | 0010598 | Hussmann | SMED163-6 | 32A(i): A refrigerated display cabinet (RDC) or a gelato or ice-cream scooping cabinet | Class 14 |  | RRV or RRV-2 | 40.2 | 19.082 | 4.211 | 0 | Approved | 10/12/2018
32A | 0010599 | Kaplanlar | SVEA H2050 | 32A(i): A refrigerated display cabinet (RDC) or a gelato or ice-cream scooping cabinet | Class 15 |  | RFV | 63.0466 | 67.48 | 5.52 | 0 | Approved | 10/12/2018
32A | 0011000 | Kaplanlar | Volendam Combo Deli | 32A(i): A refrigerated display cabinet (RDC) or a gelato or ice-cream scooping cabinet | Class 14 |  | RRV or RRV-2 | 55.5019 | 29.9 | 4.92 | 0 | Approved | 10/12/2018
32A | 0011001 | Hussmann | SME1602-C | 32A(i): A refrigerated display cabinet (RDC) or a gelato or ice-cream scooping cabinet | Class 14 |  | RRV or RRV-2 | 78.2321 | 22.7084 | 2.19 | 0 | Approved | 10/12/2018
32A | 0011002 | Kaplanlar | Opal V3 850 MT | 32A(i): A refrigerated display cabinet (RDC) or a gelato or ice-cream scooping cabinet | Class 14 |  | RRV or RRV-2 | 74.7213 | 38.01 | 4.59 | 0 | Approved | 10/12/2018
32A | 0011003 | Kaplanlar | SVEA 2050-1562 | 32A(i): A refrigerated display cabinet (RDC) or a gelato or ice-cream scooping cabinet | Class 15 |  | RFV | 63.0466 | 67.48 | 5.52 | 0 | Approved | 10/12/2018
32A | 0011004 | Kaplanlar | SVEA 2050-2343 | 32A(i): A refrigerated display cabinet (RDC) or a gelato or ice-cream scooping cabinet | Class 15 |  | RFV | 63.0466 | 67.48 | 5.52 | 0 | Approved | 10/12/2018
32A | 0011005 | Kaplanlar | SVEA 2050-3124 | 32A(i): A refrigerated display cabinet (RDC) or a gelato or ice-cream scooping cabinet | Class 15 |  | RFV | 63.0466 | 67.48 | 5.52 | 0 | Approved | 10/12/2018
32A | 0011006 | Kaplanlar | SVEA 2050-3905 | 32A(i): A refrigerated display cabinet (RDC) or a gelato or ice-cream scooping cabinet | Class 15 |  | RFV | 63.0466 | 67.48 | 5.52 | 0 | Approved | 10/12/2018
32A | 0011007 | Kaplanlar | SVEA K 2200-1562 | 32A(i): A refrigerated display cabinet (RDC) or a gelato or ice-cream scooping cabinet | Class 15 |  | RFV | 58.6437 | 69.04 | 6.08 | 0 | Approved | 10/12/2018
32A | 0011008 | Kaplanlar | SVEA K 2200-2343 | 32A(i): A refrigerated display cabinet (RDC) or a gelato or ice-cream scooping cabinet | Class 15 |  | RFV | 58.6437 | 69.04 | 6.08 | 0 | Approved | 10/12/2018
32A | 0011009 | Kaplanlar | SVEA K 2200-3124 | 32A(i): A refrigerated display cabinet (RDC) or a gelato or ice-cream scooping cabinet | Class 15 |  | RFV | 58.6437 | 69.04 | 6.08 | 0 | Approved | 10/12/2018
32A | 0011010 | Kaplanlar | SVEA K 2200-3905 | 32A(i): A refrigerated display cabinet (RDC) or a gelato or ice-cream scooping cabinet | Class 15 |  | RFV | 58.6437 | 69.04 | 6.08 | 0 | Approved | 10/12/2018
32A | 0011011 | Kaplanlar | CITRINE GG | 32A(i): A refrigerated display cabinet (RDC) or a gelato or ice-cream scooping cabinet | Class 14 |  | RRV or RRV-2 | 54.3272 | 24.62 | 3.98 | 0 | Approved | 10/12/2018
32A | 0011012 | Kaplanlar | CITRINE GG 1250 | 32A(i): A refrigerated display cabinet (RDC) or a gelato or ice-cream scooping cabinet | Class 14 |  | RRV or RRV-2 | 54.3272 | 24.62 | 3.98 | 0 | Approved | 10/12/2018
32A | 0011013 | Kaplanlar | CITRINE GG 1875 | 32A(i): A refrigerated display cabinet (RDC) or a gelato or ice-cream scooping cabinet | Class 14 |  | RRV or RRV-2 | 54.3272 | 24.62 | 3.98 | 0 | Approved | 10/12/2018
32A | 0011014 | Kaplanlar | CITRINE GG 2500 | 32A(i): A refrigerated display cabinet (RDC) or a gelato or ice-cream scooping cabinet | Class 14 |  | RRV or RRV-2 | 54.3272 | 24.62 | 3.98 | 0 | Approved | 10/12/2018
32A | 0011015 | Kaplanlar | CITRINE GG 3750 | 32A(i): A refrigerated display cabinet (RDC) or a gelato or ice-cream scooping cabinet | Class 14 |  | RRV or RRV-2 | 54.3272 | 24.62 | 3.98 | 0 | Approved | 10/12/2018
32A | 0011016 | Kaplanlar | PEARL 950-2200-1250 DGD | 32A(i): A refrigerated display cabinet (RDC) or a gelato or ice-cream scooping cabinet | Class 14 |  | RRV or RRV-2 | 28.5334 | 19.5 | 6.51 | 0 | Approved | 10/12/2018
32A | 0011017 | Kaplanlar | PEARL 950-2200-1875 DGD | 32A(i): A refrigerated display cabinet (RDC) or a gelato or ice-cream scooping cabinet | Class 14 |  | RRV or RRV-2 | 28.5334 | 19.5 | 6.51 | 0 | Approved | 10/12/2018
32A | 0011018 | Kaplanlar | PEARL 950-2200-2500 DGD | 32A(i): A refrigerated display cabinet (RDC) or a gelato or ice-cream scooping cabinet | Class 14 |  | RRV or RRV-2 | 28.5334 | 19.5 | 6.51 | 0 | Approved | 10/12/2018
32A | 0011019 | Kaplanlar | PEARL 950-2200-3750 DGD | 32A(i): A refrigerated display cabinet (RDC) or a gelato or ice-cream scooping cabinet | Class 14 |  | RRV or RRV-2 | 28.5334 | 19.5 | 6.51 | 0 | Approved | 10/12/2018
32A | 0011020 | Kaplanlar | OPAL V3 1250 | 32A(i): A refrigerated display cabinet (RDC) or a gelato or ice-cream scooping cabinet | Class 14 |  | RRV or RRV-2 | 59.6059 | 29.67 | 4.47 | 0 | Approved | 10/12/2018
32A | 0011021 | Kaplanlar | OPAL V3 1875 | 32A(i): A refrigerated display cabinet (RDC) or a gelato or ice-cream scooping cabinet | Class 14 |  | RRV or RRV-2 | 59.6059 | 29.67 | 4.47 | 0 | Approved | 10/12/2018
32A | 0011022 | Kaplanlar | OPAL V3 2500 | 32A(i): A refrigerated display cabinet (RDC) or a gelato or ice-cream scooping cabinet | Class 14 |  | RRV or RRV-2 | 59.6059 | 29.67 | 4.47 | 0 | Approved | 10/12/2018
32A | 0011023 | Kaplanlar | OPAL V3 3750 | 32A(i): A refrigerated display cabinet (RDC) or a gelato or ice-cream scooping cabinet | Class 14 |  | RRV or RRV-2 | 59.6059 | 29.67 | 4.47 | 0 | Approved | 10/12/2018
32A | 0011024 | Thermaster | LG-370GT | 32A(i): A refrigerated display cabinet (RDC) or a gelato or ice-cream scooping cabinet | Class 7 |  | IRV | 43.75 | 6.49 | 0.63 | 0 | Approved | 10/12/2018
32A | 0011025 | Thermaster | LG-580GE | 32A(i): A refrigerated display cabinet (RDC) or a gelato or ice-cream scooping cabinet | Class 7 |  | IRV | 23.06 | 3.82 | 0.823 | 0 | Approved | 10/12/2018
32A | 0011026 | Thermaster | LG-1200GE | 32A(i): A refrigerated display cabinet (RDC) or a gelato or ice-cream scooping cabinet | Class 7 |  | IRV | 19.7 | 4.41 | 1.46 | 0 | Approved | 10/12/2018
32A | 0011027 | Thermaster | LG-1203GE | 32A(i): A refrigerated display cabinet (RDC) or a gelato or ice-cream scooping cabinet | Class 7 |  | IRV | 30.19 | 7.06 | 1.57 | 0 | Approved | 10/12/2018
32A | 0011028 | Thermaster | LG-138HC | 32A(i): A refrigerated display cabinet (RDC) or a gelato or ice-cream scooping cabinet | Class 7 |  | IRV | 11.32 | 1.37 | 0.33 | 0 | Approved | 10/12/2018
32A | 0011029 | Thermaster | LG-1500BGBM | 32A(i): A refrigerated display cabinet (RDC) or a gelato or ice-cream scooping cabinet | Class 7 |  | IRV | 27.64 | 8.396 | 2.34 | 0 | Approved | 10/12/2018
32A | 0011030 | Thermaster | LG-1500GBM | 32A(i): A refrigerated display cabinet (RDC) or a gelato or ice-cream scooping cabinet | Class 7 |  | IRV | 27.64 | 8.396 | 2.34 | 0 | Approved | 10/12/2018
32A | 0011031 | Exquisite | CTC120 | 32A(i): A refrigerated display cabinet (RDC) or a gelato or ice-cream scooping cabinet | Class 7 |  | IRV | 16.9016 | 2.825 | 0.84 | 0 | Approved | 10/12/2018
32A | 0011032 | Exquisite | CTC120C | 32A(i): A refrigerated display cabinet (RDC) or a gelato or ice-cream scooping cabinet | Class 7 |  | IRV | 16.9 | 2.825 | 0.84 | 0 | Approved | 10/12/2018
32A | 0011033 | Exquisite | CTC120S | 32A(i): A refrigerated display cabinet (RDC) or a gelato or ice-cream scooping cabinet | Class 7 |  | IRV | 16.9 | 2.825 | 0.84 | 0 | Approved | 10/12/2018
32A | 0011034 | Exquisite | CTC160 | 32A(i): A refrigerated display cabinet (RDC) or a gelato or ice-cream scooping cabinet | Class 7 |  | IRV | 16.4835 | 3.0043 | 1 | 0 | Approved | 10/12/2018
32A | 0011035 | Exquisite | CTC160C | 32A(i): A refrigerated display cabinet (RDC) or a gelato or ice-cream scooping cabinet | Class 7 |  | IRV | 16.4835 | 3.0043 | 1 | 0 | Approved | 10/12/2018
32A | 0011036 | Exquisite | CTC160S | 32A(i): A refrigerated display cabinet (RDC) or a gelato or ice-cream scooping cabinet | Class 7 |  | IRV | 16.48 | 3.004 | 1 | 0 | Approved | 10/12/2018
32A | 0011037 | Exquiste Marketing Australia | CTD235 | 32A(i): A refrigerated display cabinet (RDC) or a gelato or ice-cream scooping cabinet | Class 7 |  | IRV | 20.9405 | 4.444 | 1.33 | 0 | Approved | 10/12/2018
32A | 0011038 | Exquiste Marketing Australia | CTD235L | 32A(i): A refrigerated display cabinet (RDC) or a gelato or ice-cream scooping cabinet | Class 7 |  | IRV | 20.94 | 4.444 | 1.33 | 0 | Approved | 10/12/2018
32A | 0011039 | Exquiste Marketing Australia | CTD78 | 32A(i): A refrigerated display cabinet (RDC) or a gelato or ice-cream scooping cabinet | Class 7 |  | IRV | 16.9469 | 2.5585 | 0.66 | 0 | Approved | 10/12/2018
32A | 0011040 | Exquiste Marketing Australia | CTD78 LED | 32A(i): A refrigerated display cabinet (RDC) or a gelato or ice-cream scooping cabinet | Class 7 |  | IRV | 16.95 | 2.559 | 0.66 | 0 | Approved | 10/12/2018
32A | 0011041 | Exquiste Marketing Australia | CTD78L | 32A(i): A refrigerated display cabinet (RDC) or a gelato or ice-cream scooping cabinet | Class 7 |  | IRV | 16.95 | 2.559 | 0.66 | 0 | Approved | 10/12/2018
32A | 0011042 | Exquiste Marketing Australia | CTD78L LED | 32A(i): A refrigerated display cabinet (RDC) or a gelato or ice-cream scooping cabinet | Class 7 |  | IRV | 16.95 | 2.559 | 0.66 | 0 | Approved | 10/12/2018
32A | 0011043 | Bonvue | FC-LD70D | 32A(i): A refrigerated display cabinet (RDC) or a gelato or ice-cream scooping cabinet | Class 7 |  | IRV | 28.4 | 4.6 | 0.78 | 0 | Approved | 10/12/2018
32A | 0011044 | Thermaster | SSU90-2XB | 32A(i): A refrigerated display cabinet (RDC) or a gelato or ice-cream scooping cabinet | Class 7 |  | IRV | 49.18 | 11.1 | 1.48 | 0 | Approved | 10/12/2018
32A | 0011045 | Thermaster | XUB6C13G2V | 32A(i): A refrigerated display cabinet (RDC) or a gelato or ice-cream scooping cabinet | Class 7 |  | IRV | 19.19 | 2.41 | 0.377 | 0 | Approved | 10/12/2018
32A | 0011046 | Thermaster | XURC1200G2V | 32A(i): A refrigerated display cabinet (RDC) or a gelato or ice-cream scooping cabinet | Class 7 |  | IRV | 30.43 | 6.482 | 1.339 | 0 | Approved | 10/12/2018
32A | 0011047 | NovaChill Refrigeration | SM1300GF | 32A(i): A refrigerated display cabinet (RDC) or a gelato or ice-cream scooping cabinet | Class 7 |  | IRV | 24.0558 | 5.206 | 1.38 | 0 | Approved | 10/12/2018
32A | 0011048 | NovaChill Refrigeration | SM1300GZ | 32A(i): A refrigerated display cabinet (RDC) or a gelato or ice-cream scooping cabinet | Class 8 |  | IFV | 45.6757 | 12.766 | 1.38 | 0 | Approved | 10/12/2018
32A | 0011049 | NovaChill Refrigeration | SM2000GF | 32A(i): A refrigerated display cabinet (RDC) or a gelato or ice-cream scooping cabinet | Class 7 |  | IRV | 37.9425 | 10.602 | 2.07 | 0 | Approved | 10/12/2018
32A | 0011050 | NovaChill Refrigeration | SM2000GZ | 32A(i): A refrigerated display cabinet (RDC) or a gelato or ice-cream scooping cabinet | Class 8 |  | IFV | 62.1824 | 25.576 | 2.07 | 0 | Approved | 10/12/2018
32A | 0011051 | NovaChill Refrigeration | SM600GF | 32A(i): A refrigerated display cabinet (RDC) or a gelato or ice-cream scooping cabinet | Class 7 |  | IRV | 24.0588 | 3.696 | 0.69 | 0 | Approved | 10/12/2018
32A | 0011052 | NovaChill Refrigeration | SM600GZ | 32A(i): A refrigerated display cabinet (RDC) or a gelato or ice-cream scooping cabinet | Class 8 |  | IFV | 52.7099 | 7.786 | 0.69 | 0 | Approved | 10/12/2018
32A | 0011053 | Bonvue | SL840V | 32A(i): A refrigerated display cabinet (RDC) or a gelato or ice-cream scooping cabinet | Class 7 |  | IRV | 47.89 | 13.51 | 2.1 | 0 | Approved | 10/12/2018
32A | 0011054 | Bonvue | SL860V | 32A(i): A refrigerated display cabinet (RDC) or a gelato or ice-cream scooping cabinet | Class 7 |  | IRV | 52.14 | 22.3 | 3.7 | 0 | Approved | 10/12/2018
32A | 0011055 | Bonvue | SL830 | 32A(i): A refrigerated display cabinet (RDC) or a gelato or ice-cream scooping cabinet | Class 7 |  | IRV | 49.75 | 11.5 | 1.54 | 0 | Approved | 10/12/2018
32A | 0011056 | Schmick | SK156-SS | 32A(i): A refrigerated display cabinet (RDC) or a gelato or ice-cream scooping cabinet | Class 7 |  | IRV | 15.1404 | 1.864 | 0.35484 | 0 | Approved | 10/12/2018
32A | 0011057 | Hussmann | RLTM4 | 32A(i): A refrigerated display cabinet (RDC) or a gelato or ice-cream scooping cabinet | Class 15 |  | RFV | 61.6441 | 59.153 | 4.941 | 0 | Approved | 10/12/2018
32A | 0011058 | Schmick | SK156-B | 32A(i): A refrigerated display cabinet (RDC) or a gelato or ice-cream scooping cabinet | Class 7 |  | IRV | 15.1404 | 1.864 | 0.35484 | 0 | Approved | 10/12/2018
32A | 0011059 | Schmick | SK156 | 32A(i): A refrigerated display cabinet (RDC) or a gelato or ice-cream scooping cabinet | Class 7 |  | IRV | 15.1404 | 1.864 | 0.35484 | 0 | Approved | 10/12/2018
32A | 0011060 | Efe Reyon | EFES VI H:20 D3 Kapili 2340 | 32A(i): A refrigerated display cabinet (RDC) or a gelato or ice-cream scooping cabinet | Class 15 |  | RFV | 57.0875 | 46.9 | 4.194 | 0 | Approved | 10/12/2018
32A | 0011061 | Efe Reyon | EFES VI H:20 D4 Kapili 3125 | 32A(i): A refrigerated display cabinet (RDC) or a gelato or ice-cream scooping cabinet | Class 15 |  | RFV | 56.8428 | 61.6 | 5.592 | 0 | Approved | 10/12/2018
32A | 0011062 | Efe Reyon | EFES VI H:20 D5 Kapili 3900 | 32A(i): A refrigerated display cabinet (RDC) or a gelato or ice-cream scooping cabinet | Class 15 |  | RFV | 56.9836 | 76.99 | 6.99 | 0 | Approved | 10/12/2018
32A | 0011063 | Anhui SoCool Refrigeration Co | CRONUS 150M | 32A(i): A refrigerated display cabinet (RDC) or a gelato or ice-cream scooping cabinet | Class 15 |  | RFV | 49.75 | 38.9 | 4.01 | 0 | Approved | 10/12/2018
32A | 0011064 | Anhui SoCool Refrigeration Co | CRONUS 225M EC | 32A(i): A refrigerated display cabinet (RDC) or a gelato or ice-cream scooping cabinet | Class 15 |  | RFV | 54.7488 | 44.9 | 4.21 | 0 | Approved | 10/12/2018
32A | 0011065 | Anhui SoCool Refrigeration Co | CRONUS 225X EC | 32A(i): A refrigerated display cabinet (RDC) or a gelato or ice-cream scooping cabinet | Class 15 |  | RFV | 54.7488 | 44.9 | 4.21 | 0 | Approved | 10/12/2018
32A | 0011066 | Anhui SoCool Refrigeration Co | CRONUS 300M EC | 32A(i): A refrigerated display cabinet (RDC) or a gelato or ice-cream scooping cabinet | Class 15 |  | RFV | 38.9315 | 46.8 | 6.21 | 0 | Approved | 10/12/2018
32A | 0011067 | Anhui SoCool Refrigeration Co | CRONUS 300X EC | 32A(i): A refrigerated display cabinet (RDC) or a gelato or ice-cream scooping cabinet | Class 15 |  | RFV | 38.9315 | 46.8 | 6.21 | 0 | Approved | 10/12/2018
32A | 0011068 | Anhui SoCool Refrigeration Co | CRONUS 375M | 32A(i): A refrigerated display cabinet (RDC) or a gelato or ice-cream scooping cabinet | Class 15 |  | RFV | 40.9394 | 55 | 6.95 | 0 | Approved | 10/12/2018
32A | 0011069 | Efe Reyon | Karya VI SW H:20 S1A 3125 | 32A(i): A refrigerated display cabinet (RDC) or a gelato or ice-cream scooping cabinet | Class 14 |  | RRV or RRV-2 | 22.7828 | 16.42 | 6.92 | 0 | Approved | 10/12/2018
32A | 0011070 | Efe Reyon | Karya VI SW H:20 S1A 3750 | 32A(i): A refrigerated display cabinet (RDC) or a gelato or ice-cream scooping cabinet | Class 14 |  | RRV or RRV-2 | 23.4155 | 19.71 | 8.25 | 0 | Approved | 10/12/2018
32A | 0011071 | Anhui SoCool Refrigeration Co | GAEA 290M | 32A(i): A refrigerated display cabinet (RDC) or a gelato or ice-cream scooping cabinet | Class 14 |  | RRV or RRV-2 | 49.8041 | 33.81 | 6.46 | 0 | Approved | 10/12/2018
32A | 0011072 | Anhui SoCool Refrigeration Co | GAEA 375M EC | 32A(i): A refrigerated display cabinet (RDC) or a gelato or ice-cream scooping cabinet | Class 14 |  | RRV or RRV-2 | 50.8829 | 43.34 | 8.36 | 0 | Approved | 10/12/2018
32A | 0011073 | Anhui SoCool Refrigeration Co | GAEAECO 125M EC | 32A(i): A refrigerated display cabinet (RDC) or a gelato or ice-cream scooping cabinet | Class 14 |  | RRV or RRV-2 | 24.2755 | 11.2 | 4.07 | 0 | Approved | 10/12/2018
32A | 0011074 | Anhui SoCool Refrigeration Co | GAEAECO 187M EC | 32A(i): A refrigerated display cabinet (RDC) or a gelato or ice-cream scooping cabinet | Class 14 |  | RRV or RRV-2 | 27.3252 | 12.98 | 4.22 | 0 | Approved | 10/12/2018
32A | 0011075 | Anhui SoCool Refrigeration Co | GAEAECO 187S | 32A(i): A refrigerated display cabinet (RDC) or a gelato or ice-cream scooping cabinet | Class 14 |  | RRV or RRV-2 | 27.0991 | 12.7 | 4.15 | 0 | Approved | 10/12/2018
32A | 0011076 | Anhui SoCool Refrigeration Co | GAEAECO 250M | 32A(i): A refrigerated display cabinet (RDC) or a gelato or ice-cream scooping cabinet | Class 14 |  | RRV or RRV-2 | 23.3536 | 14.6 | 5.87 | 0 | Approved | 10/12/2018
32A | 0011077 | Efe Reyon | Doruk VI H:20 M1A 3750 | 32A(i): A refrigerated display cabinet (RDC) or a gelato or ice-cream scooping cabinet | Class 14 |  | RRV or RRV-2 | 37.2011 | 34.09 | 9.075 | 0 | Approved | 10/12/2018
32A | 0011078 | Arctix | ARCTIX-GDUC3D-GF | 32A(i): A refrigerated display cabinet (RDC) or a gelato or ice-cream scooping cabinet | Class 14 | ND | RRV or RRV-2 | 35.71 | 15.08 | 3.64 | 0 | Approved | 10/12/2018
32A | 0011079 | Arctix | ARCTIX-GDUC4D-GF | 32A(i): A refrigerated display cabinet (RDC) or a gelato or ice-cream scooping cabinet | Class 14 | ND | RRV or RRV-2 | 38.7 | 21.34 | 5.06 | 0 | Approved | 10/12/2018
32A | 0011080 | Arctix | ARCTIX-GDUC6D-GF | 32A(i): A refrigerated display cabinet (RDC) or a gelato or ice-cream scooping cabinet | Class 14 | ND | RRV or RRV-2 | 42.31 | 30.88 | 7.02 | 0 | Approved | 10/12/2018
32A | 0011081 | Arctix | ARCTIX-GDUF2D-GF | 32A(i): A refrigerated display cabinet (RDC) or a gelato or ice-cream scooping cabinet | Class 15 | ND | RFV | 38.1404 | 25.67 | 3.44 | 0 | Approved | 10/12/2018
32A | 0011082 | Arctix | ARCTIX-GDUF3D-GF | 32A(i): A refrigerated display cabinet (RDC) or a gelato or ice-cream scooping cabinet | Class 15 | ND | RFV | 47.9955 | 40.92 | 4.38 | 0 | Approved | 10/12/2018
32A | 0011083 | Arctix | ARCTIX-GDUF4D-GF | 32A(i): A refrigerated display cabinet (RDC) or a gelato or ice-cream scooping cabinet | Class 15 | ND | RFV | 48.592 | 50.06 | 5.31 | 0 | Approved | 10/12/2018
32A | 0011084 | Arctix | ARCTIX-GDUF5D-GF | 32A(i): A refrigerated display cabinet (RDC) or a gelato or ice-cream scooping cabinet | Class 15 | ND | RFV | 51.6873 | 62.43 | 6.24 | 0 | Approved | 10/12/2018
32A | 0029537 | Arneg | SANTIAGO 2 KLFW 95/218 L1875 | 32A(i): A refrigerated display cabinet (RDC) or a gelato or ice-cream scooping cabinet | Class 14 |  | RRV or RRV-2 | 17.34 | 6.66 | 3.22 | 0 | Approved | 10/12/2018 | 19/5/2030
32A | 0029538 | Arneg | SANTIAGO 2 KLFW 95/218 L2500 | 32A(i): A refrigerated display cabinet (RDC) or a gelato or ice-cream scooping cabinet | Class 14 |  | RRV or RRV-2 | 17.49 | 8.875 | 4.585 | 0 | Approved | 10/12/2018 | 3/7/2029
32A | 0029539 | Arneg | SANTIAGO 2 KLFW 95/218 L3750 | 32A(i): A refrigerated display cabinet (RDC) or a gelato or ice-cream scooping cabinet | Class 14 |  | RRV or RRV-2 | 18.56 | 13.313 | 6.878 | 0 | Approved | 10/12/2018 | 11/6/2029
32A | 0029684 | KAPLANLAR | SVEA AU 2200 V4 (R404A) - 3905 | 32A(i): A refrigerated display cabinet (RDC) or a gelato or ice-cream scooping cabinet | Class 15 |  | RFV | 42.22 | 48.66 | 5.95 | 0 | Approved | 10/12/2018 | 22/7/2030
32A | 0029685 | KAPLANLAR | SVEA AU 2200 V4 (R404A) - 2343 | 32A(i): A refrigerated display cabinet (RDC) or a gelato or ice-cream scooping cabinet | Class 15 |  | RFV | 42.22 | 48.66 | 5.95 | 0 | Approved | 10/12/2018 | 22/7/2030