{"text_format":"1","workbook":"xlsx","n_sheets":3,"sheets":["Model","Data","Data2"],"not_rendered":{"charts":0,"images":0,"macros":1,"external_links":0,"defined_names":0,"comments":0,"pivot_tables":0},"unopened":[],"bounds":{"document_bytes":16777216,"sheet_cells":100000,"rows_first":2000,"rows_last":500,"rows_between":2000,"halvings":0,"cell_chars":16384,"cell_head_chars":4096},"cells_cut":0,"cells_raw":0,"read":"whole","date_system":"1900"}

{"sheet":"Model","index":0,"n_rows":50,"n_cols":28,"rows_kept":50,"cut":false,"hidden":false,"merged":[[14,2,14,3],[15,2,15,3]]}
[]
[null,null,"Estimate of Activity Lifetime and Decay "]
[null,null,"Upgrading to Biomass-fired boiler"]
[]
[null,null,"Fuel and Environment Characteristics"]
[]
[]
[null,null,"Fuel Type","Please select data",null,null,null,null,null,null,null,null,null,null,null,null,null,null,null,null,null,null,null,null,null,"Year Number","Efficiency","Persistence"]
[null,null,"Coastal Location","Please select data",null,null,null,null,null,null,null,null,null,null,null,null,null,null,null,null,null,null,null,null,null,1,{"$f":"INDEX(Data!$A$1:$MW$16,(6+Table1[[#This Row],[Year Number]]),MATCH(1,(Data!$1:$1=Model!$D$8)*(Data!$2:$2=Model!$D$9)*(Data!$3:$3=Model!$D$10)*(Data!$4:$4=Model!$D$11)*(Data!$5:$5=Model!$D$12),0))","v":{"$error":"#N/A"}},{"$f":"Table1[[#This Row],[Efficiency]]/85","v":{"$error":"#N/A"}}]
[null,null,"% Moisture in one kg of fuel","Please select data",null,null,null,null,null,null,null,null,null,null,null,null,null,null,null,null,null,null,null,null,null,2,{"$f":"INDEX(Data!$A$1:$MW$16,(6+Table1[[#This Row],[Year Number]]),MATCH(1,(Data!$1:$1=Model!$D$8)*(Data!$2:$2=Model!$D$9)*(Data!$3:$3=Model!$D$10)*(Data!$4:$4=Model!$D$11)*(Data!$5:$5=Model!$D$12),0))","v":{"$error":"#N/A"}},{"$f":"Table1[[#This Row],[Efficiency]]/85","v":{"$error":"#N/A"}}]
[null,null,"Water Hardness","Please select data",null,null,null,null,null,null,null,null,null,null,null,null,null,null,null,null,null,null,null,null,null,3,{"$f":"INDEX(Data!$A$1:$MW$16,(6+Table1[[#This Row],[Year Number]]),MATCH(1,(Data!$1:$1=Model!$D$8)*(Data!$2:$2=Model!$D$9)*(Data!$3:$3=Model!$D$10)*(Data!$4:$4=Model!$D$11)*(Data!$5:$5=Model!$D$12),0))","v":{"$error":"#N/A"}},{"$f":"Table1[[#This Row],[Efficiency]]/85","v":{"$error":"#N/A"}}]
[null,null,"Equipment Usage","Please select data",null,null,null,null,null,null,null,null,null,null,null,null,null,null,null,null,null,null,null,null,null,4,{"$f":"INDEX(Data!$A$1:$MW$16,(6+Table1[[#This Row],[Year Number]]),MATCH(1,(Data!$1:$1=Model!$D$8)*(Data!$2:$2=Model!$D$9)*(Data!$3:$3=Model!$D$10)*(Data!$4:$4=Model!$D$11)*(Data!$5:$5=Model!$D$12),0))","v":{"$error":"#N/A"}},{"$f":"Table1[[#This Row],[Efficiency]]/85","v":{"$error":"#N/A"}}]
[null,null,null,null,null,null,null,null,null,null,null,null,null,null,null,null,null,null,null,null,null,null,null,null,null,5,{"$f":"INDEX(Data!$A$1:$MW$16,(6+Table1[[#This Row],[Year Number]]),MATCH(1,(Data!$1:$1=Model!$D$8)*(Data!$2:$2=Model!$D$9)*(Data!$3:$3=Model!$D$10)*(Data!$4:$4=Model!$D$11)*(Data!$5:$5=Model!$D$12),0))","v":{"$error":"#N/A"}},{"$f":"Table1[[#This Row],[Efficiency]]/85","v":{"$error":"#N/A"}}]
[null,null,null,null,null,null,null,null,null,null,null,null,null,null,null,null,null,null,null,null,null,null,null,null,null,6,{"$f":"INDEX(Data!$A$1:$MW$16,(6+Table1[[#This Row],[Year Number]]),MATCH(1,(Data!$1:$1=Model!$D$8)*(Data!$2:$2=Model!$D$9)*(Data!$3:$3=Model!$D$10)*(Data!$4:$4=Model!$D$11)*(Data!$5:$5=Model!$D$12),0))","v":{"$error":"#N/A"}},{"$f":"Table1[[#This Row],[Efficiency]]/85","v":{"$error":"#N/A"}}]
[null,null,"Persistence Model Output",null,null,null,null,null,null,null,null,null,null,null,null,null,null,null,null,null,null,null,null,null,null,7,{"$f":"INDEX(Data!$A$1:$MW$16,(6+Table1[[#This Row],[Year Number]]),MATCH(1,(Data!$1:$1=Model!$D$8)*(Data!$2:$2=Model!$D$9)*(Data!$3:$3=Model!$D$10)*(Data!$4:$4=Model!$D$11)*(Data!$5:$5=Model!$D$12),0))","v":{"$error":"#N/A"}},{"$f":"Table1[[#This Row],[Efficiency]]/85","v":{"$error":"#N/A"}}]
[null,null,"Decay Factors for each year of the Expected Lifetime",null,null,null,null,null,null,null,null,null,null,null,null,null,null,null,null,null,null,null,null,null,null,8,{"$f":"INDEX(Data!$A$1:$MW$16,(6+Table1[[#This Row],[Year Number]]),MATCH(1,(Data!$1:$1=Model!$D$8)*(Data!$2:$2=Model!$D$9)*(Data!$3:$3=Model!$D$10)*(Data!$4:$4=Model!$D$11)*(Data!$5:$5=Model!$D$12),0))","v":{"$error":"#N/A"}},{"$f":"Table1[[#This Row],[Efficiency]]/85","v":{"$error":"#N/A"}}]
[null,null,"Expected lifetime","Decay Factor",null,null,null,null,null,null,null,null,null,null,null,null,null,null,null,null,null,null,null,null,null,9,{"$f":"INDEX(Data!$A$1:$MW$16,(6+Table1[[#This Row],[Year Number]]),MATCH(1,(Data!$1:$1=Model!$D$8)*(Data!$2:$2=Model!$D$9)*(Data!$3:$3=Model!$D$10)*(Data!$4:$4=Model!$D$11)*(Data!$5:$5=Model!$D$12),0))","v":{"$error":"#N/A"}},{"$f":"Table1[[#This Row],[Efficiency]]/85","v":{"$error":"#N/A"}}]
[null,null,1,{"$f":"AB9","v":{"$error":"#N/A"}},null,null,null,null,null,null,null,null,null,null,null,null,null,null,null,null,null,null,null,null,null,10,{"$f":"INDEX(Data!$A$1:$MW$16,(6+Table1[[#This Row],[Year Number]]),MATCH(1,(Data!$1:$1=Model!$D$8)*(Data!$2:$2=Model!$D$9)*(Data!$3:$3=Model!$D$10)*(Data!$4:$4=Model!$D$11)*(Data!$5:$5=Model!$D$12),0))","v":{"$error":"#N/A"}},{"$f":"Table1[[#This Row],[Efficiency]]/85","v":{"$error":"#N/A"}}]
[null,null,2,{"$error":"#N/A"},null,null,null,null,null,null,null,null,null,null,null,null,null,null,null,null,null,null,null,null,null,null,null,{"$f":"SUM(Table1[Persistence])","v":{"$error":"#N/A"}}]
[null,null,3,{"$error":"#N/A"}]
[null,null,4,{"$error":"#N/A"}]
[null,null,5,{"$error":"#N/A"}]
[null,null,6,{"$error":"#N/A"}]
[null,null,7,{"$error":"#N/A"}]
[null,null,8,{"$error":"#N/A"}]
[null,null,9,{"$error":"#N/A"}]
[null,null,10,{"$error":"#N/A"}]
[]
[null,null,"Total ",{"$f":"AVERAGE(D18:D27)*10","v":{"$error":"#N/A"}}]
[]
[]
[]
[]
[]
[]
[null,"Fuel","Fuel GCV"]
[null,"Please select data",null,null,"Please select data"]
[null,"Wood Pallets",4800,null,"Within 500 meters of coast",1]
[null,"Wood Logs",4650,null,"Not within 500 meters of coast",0]
[null,"Wood Chip",4400]
[null,"Rice Husk",4100,null,"Please select data"]
[null,"Sugar Cane",4230,null,"7 Days a week",5]
[null,"Corn Waste",4150,null,"5 Days a week",7]
[]
[null,null,"Please select data",null,"Please select data"]
["a",0.08,0.08,null,"Soft (0-60 mg/L salts)",8]
["b",0.2,0.2,null,"Moderate (61-120 mg/L salts)",13]
["c",0.4,0.4,null,"Hard (over 121 mg/L salts)",18]
["d",0.6,0.6]
["e",0.85,0.85]

{"sheet":"Data","index":1,"n_rows":28,"n_cols":361,"rows_kept":28,"cut":false,"hidden":true,"merged":[]}
["Fuel Type","Wood Pallets","Wood Pallets","Wood Pallets","Wood Pallets","Wood Pallets","Wood Pallets","Wood Pallets","Wood Pallets","Wood Pallets","Wood Pallets","Wood Pallets","Wood Pallets","Wood Pallets","Wood Pallets","Wood Pallets","Wood Pallets","Wood Pallets","Wood Pallets","Wood Pallets","Wood Pallets","Wood Pallets","Wood Pallets","Wood Pallets","Wood Pallets","Wood Pallets","Wood Pallets","Wood Pallets","Wood Pallets","Wood Pallets","Wood Pallets","Wood Pallets","Wood Pallets","Wood Pallets","Wood Pallets","Wood Pallets","Wood Pallets","Wood Pallets","Wood Pallets","Wood Pallets","Wood Pallets","Wood Pallets","Wood Pallets","Wood Pallets","Wood Pallets","Wood Pallets","Wood Pallets","Wood Pallets","Wood Pallets","Wood Pallets","Wood Pallets","Wood Pallets","Wood Pallets","Wood Pallets","Wood Pallets","Wood Pallets","Wood Pallets","Wood Pallets","Wood Pallets","Wood Pallets","Wood Pallets","Wood Logs","Wood Logs","Wood Logs","Wood Logs","Wood Logs","Wood Logs","Wood Logs","Wood Logs","Wood Logs","Wood Logs","Wood Logs","Wood Logs","Wood Logs","Wood Logs","Wood Logs","Wood Logs","Wood Logs","Wood Logs","Wood Logs","Wood Logs","Wood Logs","Wood Logs","Wood Logs","Wood Logs","Wood Logs","Wood Logs","Wood Logs","Wood Logs","Wood Logs","Wood Logs","Wood Logs","Wood Logs","Wood Logs","Wood Logs","Wood Logs","Wood Logs","Wood Logs","Wood Logs","Wood Logs","Wood Logs","Wood Logs","Wood Logs","Wood Logs","Wood Logs","Wood Logs","Wood Logs","Wood Logs","Wood Logs","Wood Logs","Wood Logs","Wood Logs","Wood Logs","Wood Logs","Wood Logs","Wood Logs","Wood Logs","Wood Logs","Wood Logs","Wood Logs","Wood Logs","Wood Chip","Wood Chip","Wood Chip","Wood Chip","Wood Chip","Wood Chip","Wood Chip","Wood Chip","Wood Chip","Wood Chip","Wood Chip","Wood Chip","Wood Chip","Wood Chip","Wood Chip","Wood Chip","Wood Chip","Wood Chip","Wood Chip","Wood Chip","Wood Chip","Wood Chip","Wood Chip","Wood Chip","Wood Chip","Wood Chip","Wood Chip","Wood Chip","Wood Chip","Wood Chip","Wood Chip","Wood Chip","Wood Chip","Wood Chip","Wood Chip","Wood Chip","Wood Chip","Wood Chip","Wood Chip","Wood Chip","Wood Chip","Wood Chip","Wood Chip","Wood Chip","Wood Chip","Wood Chip","Wood Chip","Wood Chip","Wood Chip","Wood Chip","Wood Chip","Wood Chip","Wood Chip","Wood Chip","Wood Chip","Wood Chip","Wood Chip","Wood Chip","Wood Chip","Wood Chip","Rice Husk","Rice Husk","Rice Husk","Rice Husk","Rice Husk","Rice Husk","Rice Husk","Rice Husk","Rice Husk","Rice Husk","Rice Husk","Rice Husk","Rice Husk","Rice Husk","Rice Husk","Rice Husk","Rice Husk","Rice Husk","Rice Husk","Rice Husk","Rice Husk","Rice Husk","Rice Husk","Rice Husk","Rice Husk","Rice Husk","Rice Husk","Rice Husk","Rice Husk","Rice Husk","Rice Husk","Rice Husk","Rice Husk","Rice Husk","Rice Husk","Rice Husk","Rice Husk","Rice Husk","Rice Husk","Rice Husk","Rice Husk","Rice Husk","Rice Husk","Rice Husk","Rice Husk","Rice Husk","Rice Husk","Rice Husk","Rice Husk","Rice Husk","Rice Husk","Rice Husk","Rice Husk","Rice Husk","Rice Husk","Rice Husk","Rice Husk","Rice Husk","Rice Husk","Rice Husk","Sugar Cane","Sugar Cane","Sugar Cane","Sugar Cane","Sugar Cane","Sugar Cane","Sugar Cane","Sugar Cane","Sugar Cane","Sugar Cane","Sugar Cane","Sugar Cane","Sugar Cane","Sugar Cane","Sugar Cane","Sugar Cane","Sugar Cane","Sugar Cane","Sugar Cane","Sugar Cane","Sugar Cane","Sugar Cane","Sugar Cane","Sugar Cane","Sugar Cane","Sugar Cane","Sugar Cane","Sugar Cane","Sugar Cane","Sugar Cane","Sugar Cane","Sugar Cane","Sugar Cane","Sugar Cane","Sugar Cane","Sugar Cane","Sugar Cane","Sugar Cane","Sugar Cane","Sugar Cane","Sugar Cane","Sugar Cane","Sugar Cane","Sugar Cane","Sugar Cane","Sugar Cane","Sugar Cane","Sugar Cane","Sugar Cane","Sugar Cane","Sugar Cane","Sugar Cane","Sugar Cane","Sugar Cane","Sugar Cane","Sugar Cane","Sugar Cane","Sugar Cane","Sugar Cane","Sugar Cane","Corn Waste","Corn Waste","Corn Waste","Corn Waste","Corn Waste","Corn Waste","Corn Waste","Corn Waste","Corn Waste","Corn Waste","Corn Waste","Corn Waste","Corn Waste","Corn Waste","Corn Waste","Corn Waste","Corn Waste","Corn Waste","Corn Waste","Corn Waste","Corn Waste","Corn Waste","Corn Waste","Corn Waste","Corn Waste","Corn Waste","Corn Waste","Corn Waste","Corn Waste","Corn Waste","Corn Waste","Corn Waste","Corn Waste","Corn Waste","Corn Waste","Corn Waste","Corn Waste","Corn Waste","Corn Waste","Corn Waste","Corn Waste","Corn Waste","Corn Waste","Corn Waste","Corn Waste","Corn Waste","Corn Waste","Corn Waste","Corn Waste","Corn Waste","Corn Waste","Corn Waste","Corn Waste","Corn Waste","Corn Waste","Corn Waste","Corn Waste","Corn Waste","Corn Waste","Corn Waste"]
["coast","Within 500 meters of coast","Within 500 meters of coast","Within 500 meters of coast","Within 500 meters of coast","Within 500 meters of coast","Within 500 meters of coast","Within 500 meters of coast","Within 500 meters of coast","Within 500 meters of coast","Within 500 meters of coast","Within 500 meters of coast","Within 500 meters of coast","Within 500 meters of coast","Within 500 meters of coast","Within 500 meters of coast","Within 500 meters of coast","Within 500 meters of coast","Within 500 meters of coast","Within 500 meters of coast","Within 500 meters of coast","Within 500 meters of coast","Within 500 meters of coast","Within 500 meters of coast","Within 500 meters of coast","Within 500 meters of coast","Within 500 meters of coast","Within 500 meters of coast","Within 500 meters of coast","Within 500 meters of coast","Within 500 meters of coast","Not within 500 meters of coast","Not within 500 meters of coast","Not within 500 meters of coast","Not within 500 meters of coast","Not within 500 meters of coast","Not within 500 meters of coast","Not within 500 meters of coast","Not within 500 meters of coast","Not within 500 meters of coast","Not within 500 meters of coast","Not within 500 meters of coast","Not within 500 meters of coast","Not within 500 meters of coast","Not within 500 meters of coast","Not within 500 meters of coast","Not within 500 meters of coast","Not within 500 meters of coast","Not within 500 meters of coast","Not within 500 meters of coast","Not within 500 meters of coast","Not within 500 meters of coast","Not within 500 meters of coast","Not within 500 meters of coast","Not within 500 meters of coast","Not within 500 meters of coast","Not within 500 meters of coast","Not within 500 meters of coast","Not within 500 meters of coast","Not within 500 meters of coast","Not within 500 meters of coast","Within 500 meters of coast","Within 500 meters of coast","Within 500 meters of coast","Within 500 meters of coast","Within 500 meters of coast","Within 500 meters of coast","Within 500 meters of coast","Within 500 meters of coast","Within 500 meters of coast","Within 500 meters of coast","Within 500 meters of coast","Within 500 meters of coast","Within 500 meters of coast","Within 500 meters of coast","Within 500 meters of coast","Within 500 meters of coast","Within 500 meters of coast","Within 500 meters of coast","Within 500 meters of coast","Within 500 meters of coast","Within 500 meters of coast","Within 500 meters of coast","Within 500 meters of coast","Within 500 meters of coast","Within 500 meters of coast","Within 500 meters of coast","Within 500 meters of coast","Within 500 meters of coast","Within 500 meters of coast","Within 500 meters of coast","Not within 500 meters of coast","Not within 500 meters of coast","Not within 500 meters of coast","Not within 500 meters of coast","Not within 500 meters of coast","Not within 500 meters of coast","Not within 500 meters of coast","Not within 500 meters of coast","Not within 500 meters of coast","Not within 500 meters of coast","Not within 500 meters of coast","Not within 500 meters of coast","Not within 500 meters of coast","Not within 500 meters of coast","Not within 500 meters of coast","Not within 500 meters of coast","Not within 500 meters of coast","Not within 500 meters of coast","Not within 500 meters of coast","Not within 500 meters of coast","Not within 500 meters of coast","Not within 500 meters of coast","Not within 500 meters of coast","Not within 500 meters of coast","Not within 500 meters of coast","Not within 500 meters of coast","Not within 500 meters of coast","Not within 500 meters of coast","Not within 500 meters of coast","Not within 500 meters of coast","Within 500 meters of coast","Within 500 meters of coast","Within 500 meters of coast","Within 500 meters of coast","Within 500 meters of coast","Within 500 meters of coast","Within 500 meters of coast","Within 500 meters of coast","Within 500 meters of coast","Within 500 meters of coast","Within 500 meters of coast","Within 500 meters of coast","Within 500 meters of coast","Within 500 meters of coast","Within 500 meters of coast","Within 500 meters of coast","Within 500 meters of coast","Within 500 meters of coast","Within 500 meters of coast","Within 500 meters of coast","Within 500 meters of coast","Within 500 meters of coast","Within 500 meters of coast","Within 500 meters of coast","Within 500 meters of coast","Within 500 meters of coast","Within 500 meters of coast","Within 500 meters of coast","Within 500 meters of coast","Within 500 meters of coast","Not within 500 meters of coast","Not within 500 meters of coast","Not within 500 meters of coast","Not within 500 meters of coast","Not within 500 meters of coast","Not within 500 meters of coast","Not within 500 meters of coast","Not within 500 meters of coast","Not within 500 meters of coast","Not within 500 meters of coast","Not within 500 meters of coast","Not within 500 meters of coast","Not within 500 meters of coast","Not within 500 meters of coast","Not within 500 meters of coast","Not within 500 meters of coast","Not within 500 meters of coast","Not within 500 meters of coast","Not within 500 meters of coast","Not within 500 meters of coast","Not within 500 meters of coast","Not within 500 meters of coast","Not within 500 meters of coast","Not within 500 meters of coast","Not within 500 meters of coast","Not within 500 meters of coast","Not within 500 meters of coast","Not within 500 meters of coast","Not within 500 meters of coast","Not within 500 meters of coast","Within 500 meters of coast","Within 500 meters of coast","Within 500 meters of coast","Within 500 meters of coast","Within 500 meters of coast","Within 500 meters of coast","Within 500 meters of coast","Within 500 meters of coast","Within 500 meters of coast","Within 500 meters of coast","Within 500 meters of coast","Within 500 meters of coast","Within 500 meters of coast","Within 500 meters of coast","Within 500 meters of coast","Within 500 meters of coast","Within 500 meters of coast","Within 500 meters of coast","Within 500 meters of coast","Within 500 meters of coast","Within 500 meters of coast","Within 500 meters of coast","Within 500 meters of coast","Within 500 meters of coast","Within 500 meters of coast","Within 500 meters of coast","Within 500 meters of coast","Within 500 meters of coast","Within 500 meters of coast","Within 500 meters of coast","Not within 500 meters of coast","Not within 500 meters of coast","Not within 500 meters of coast","Not within 500 meters of coast","Not within 500 meters of coast","Not within 500 meters of coast","Not within 500 meters of coast","Not within 500 meters of coast","Not within 500 meters of coast","Not within 500 meters of coast","Not within 500 meters of coast","Not within 500 meters of coast","Not within 500 meters of coast","Not within 500 meters of coast","Not within 500 meters of coast","Not within 500 meters of coast","Not within 500 meters of coast","Not within 500 meters of coast","Not within 500 meters of coast","Not within 500 meters of coast","Not within 500 meters of coast","Not within 500 meters of coast","Not within 500 meters of coast","Not within 500 meters of coast","Not within 500 meters of coast","Not within 500 meters of coast","Not within 500 meters of coast","Not within 500 meters of coast","Not within 500 meters of coast","Not within 500 meters of coast","Within 500 meters of coast","Within 500 meters of coast","Within 500 meters of coast","Within 500 meters of coast","Within 500 meters of coast","Within 500 meters of coast","Within 500 meters of coast","Within 500 meters of coast","Within 500 meters of coast","Within 500 meters of coast","Within 500 meters of coast","Within 500 meters of coast","Within 500 meters of coast","Within 500 meters of coast","Within 500 meters of coast","Within 500 meters of coast","Within 500 meters of coast","Within 500 meters of coast","Within 500 meters of coast","Within 500 meters of coast","Within 500 meters of coast","Within 500 meters of coast","Within 500 meters of coast","Within 500 meters of coast","Within 500 meters of coast","Within 500 meters of coast","Within 500 meters of coast","Within 500 meters of coast","Within 500 meters of coast","Within 500 meters of coast","Not within 500 meters of coast","Not within 500 meters of coast","Not within 500 meters of coast","Not within 500 meters of coast","Not within 500 meters of coast","Not within 500 meters of coast","Not within 500 meters of coast","Not within 500 meters of coast","Not within 500 meters of coast","Not within 500 meters of coast","Not within 500 meters of coast","Not within 500 meters of coast","Not within 500 meters of coast","Not within 500 meters of coast","Not within 500 meters of coast","Not within 500 meters of coast","Not within 500 meters of coast","Not within 500 meters of coast","Not within 500 meters of coast","Not within 500 meters of coast","Not within 500 meters of coast","Not within 500 meters of coast","Not within 500 meters of coast","Not within 500 meters of coast","Not within 500 meters of coast","Not within 500 meters of coast","Not within 500 meters of coast","Not within 500 meters of coast","Not within 500 meters of coast","Not within 500 meters of coast","Within 500 meters of coast","Within 500 meters of coast","Within 500 meters of coast","Within 500 meters of coast","Within 500 meters of coast","Within 500 meters of coast","Within 500 meters of coast","Within 500 meters of coast","Within 500 meters of coast","Within 500 meters of coast","Within 500 meters of coast","Within 500 meters of coast","Within 500 meters of coast","Within 500 meters of coast","Within 500 meters of coast","Within 500 meters of coast","Within 500 meters of coast","Within 500 meters of coast","Within 500 meters of coast","Within 500 meters of coast","Within 500 meters of coast","Within 500 meters of coast","Within 500 meters of coast","Within 500 meters of coast","Within 500 meters of coast","Within 500 meters of coast","Within 500 meters of coast","Within 500 meters of coast","Within 500 meters of coast","Within 500 meters of coast","Not within 500 meters of coast","Not within 500 meters of coast","Not within 500 meters of coast","Not within 500 meters of coast","Not within 500 meters of coast","Not within 500 meters of coast","Not within 500 meters of coast","Not within 500 meters of coast","Not within 500 meters of coast","Not within 500 meters of coast","Not within 500 meters of coast","Not within 500 meters of coast","Not within 500 meters of coast","Not within 500 meters of coast","Not within 500 meters of coast","Not within 500 meters of coast","Not within 500 meters of coast","Not within 500 meters of coast","Not within 500 meters of coast","Not within 500 meters of coast","Not within 500 meters of coast","Not within 500 meters of coast","Not within 500 meters of coast","Not within 500 meters of coast","Not within 500 meters of coast","Not within 500 meters of coast","Not within 500 meters of coast","Not within 500 meters of coast","Not within 500 meters of coast","Not within 500 meters of coast"]
["% Moisture in one kg of fuel",0.08,0.08,0.08,0.08,0.08,0.08,0.2,0.2,0.2,0.2,0.2,0.2,0.4,0.4,0.4,0.4,0.4,0.4,0.6,0.6,0.6,0.6,0.6,0.6,0.85,0.85,0.85,0.85,0.85,0.85,0.08,0.08,0.08,0.08,0.08,0.08,0.2,0.2,0.2,0.2,0.2,0.2,0.4,0.4,0.4,0.4,0.4,0.4,0.6,0.6,0.6,0.6,0.6,0.6,0.85,0.85,0.85,0.85,0.85,0.85,0.08,0.08,0.08,0.08,0.08,0.08,0.2,0.2,0.2,0.2,0.2,0.2,0.4,0.4,0.4,0.4,0.4,0.4,0.6,0.6,0.6,0.6,0.6,0.6,0.85,0.85,0.85,0.85,0.85,0.85,0.08,0.08,0.08,0.08,0.08,0.08,0.2,0.2,0.2,0.2,0.2,0.2,0.4,0.4,0.4,0.4,0.4,0.4,0.6,0.6,0.6,0.6,0.6,0.6,0.85,0.85,0.85,0.85,0.85,0.85,0.08,0.08,0.08,0.08,0.08,0.08,0.2,0.2,0.2,0.2,0.2,0.2,0.4,0.4,0.4,0.4,0.4,0.4,0.4,0.6,0.6,0.6,0.6,0.6,0.85,0.85,0.85,0.85,0.85,0.85,0.08,0.08,0.08,0.08,0.08,0.08,0.2,0.2,0.2,0.2,0.2,0.2,0.4,0.4,0.4,0.4,0.4,0.4,0.6,0.6,0.6,0.6,0.6,0.6,0.85,0.85,0.85,0.85,0.85,0.85,0.08,0.08,0.08,0.08,0.08,0.08,0.2,0.2,0.2,0.2,0.2,0.2,0.4,0.4,0.4,0.4,0.4,0.4,0.6,0.6,0.6,0.6,0.6,0.6,0.85,0.85,0.85,0.85,0.85,0.85,0.08,0.08,0.08,0.08,0.08,0.08,0.2,0.2,0.2,0.2,0.2,0.2,0.4,0.4,0.4,0.4,0.4,0.4,0.6,0.6,0.6,0.6,0.6,0.6,0.85,0.85,0.85,0.85,0.85,0.85,0.08,0.08,0.08,0.08,0.08,0.08,0.2,0.2,0.2,0.2,0.2,0.2,0.4,0.4,0.4,0.4,0.4,0.4,0.6,0.6,0.6,0.6,0.6,0.6,0.85,0.85,0.85,0.85,0.85,0.85,0.08,0.08,0.08,0.08,0.08,0.08,0.2,0.2,0.2,0.2,0.2,0.2,0.4,0.4,0.4,0.4,0.4,0.4,0.6,0.6,0.6,0.6,0.6,0.6,0.85,0.85,0.85,0.85,0.85,0.85,0.08,0.08,0.08,0.08,0.08,0.08,0.2,0.2,0.2,0.2,0.2,0.2,0.4,0.4,0.4,0.4,0.4,0.4,0.6,0.6,0.6,0.6,0.6,0.6,0.85,0.85,0.85,0.85,0.85,0.85,0.08,0.08,0.08,0.08,0.08,0.08,0.2,0.2,0.2,0.2,0.2,0.2,0.4,0.4,0.4,0.4,0.4,0.4,0.6,0.6,0.6,0.6,0.6,0.6,0.85,0.85,0.85,0.85,0.85,0.85]
["Total Dissolved solid","Soft (0-60 mg/L salts)","Soft (0-60 mg/L salts)","Moderate (61-120 mg/L salts)","Moderate (61-120 mg/L salts)","Hard (over 121 mg/L salts)","Hard (over 121 mg/L salts)","Soft (0-60 mg/L salts)","Soft (0-60 mg/L salts)","Moderate (61-120 mg/L salts)","Moderate (61-120 mg/L salts)","Hard (over 121 mg/L salts)","Hard (over 121 mg/L salts)","Soft (0-60 mg/L salts)","Soft (0-60 mg/L salts)","Moderate (61-120 mg/L salts)","Moderate (61-120 mg/L salts)","Hard (over 121 mg/L salts)","Hard (over 121 mg/L salts)","Soft (0-60 mg/L salts)","Soft (0-60 mg/L salts)","Moderate (61-120 mg/L salts)","Moderate (61-120 mg/L salts)","Hard (over 121 mg/L salts)","Hard (over 121 mg/L salts)","Soft (0-60 mg/L salts)","Soft (0-60 mg/L salts)","Moderate (61-120 mg/L salts)","Moderate (61-120 mg/L salts)","Hard (over 121 mg/L salts)","Hard (over 121 mg/L salts)","Soft (0-60 mg/L salts)","Soft (0-60 mg/L salts)","Moderate (61-120 mg/L salts)","Moderate (61-120 mg/L salts)","Hard (over 121 mg/L salts)","Hard (over 121 mg/L salts)","Soft (0-60 mg/L salts)","Soft (0-60 mg/L salts)","Moderate (61-120 mg/L salts)","Moderate (61-120 mg/L salts)","Hard (over 121 mg/L salts)","Hard (over 121 mg/L salts)","Soft (0-60 mg/L salts)","Soft (0-60 mg/L salts)","Moderate (61-120 mg/L salts)","Moderate (61-120 mg/L salts)","Hard (over 121 mg/L salts)","Hard (over 121 mg/L salts)","Soft (0-60 mg/L salts)","Soft (0-60 mg/L salts)","Moderate (61-120 mg/L salts)","Moderate (61-120 mg/L salts)","Hard (over 121 mg/L salts)","Hard (over 121 mg/L salts)","Soft (0-60 mg/L salts)","Soft (0-60 mg/L salts)","Moderate (61-120 mg/L salts)","Moderate (61-120 mg/L salts)","Hard (over 121 mg/L salts)","Hard (over 121 mg/L salts)","Soft (0-60 mg/L salts)","Soft (0-60 mg/L salts)","Moderate (61-120 mg/L salts)","Moderate (61-120 mg/L salts)","Hard (over 121 mg/L salts)","Hard (over 121 mg/L salts)","Soft (0-60 mg/L salts)","Soft (0-60 mg/L salts)","Moderate (61-120 mg/L salts)","Moderate (61-120 mg/L salts)","Hard (over 121 mg/L salts)","Hard (over 121 mg/L salts)","Soft (0-60 mg/L salts)","Soft (0-60 mg/L salts)","Moderate (61-120 mg/L salts)","Moderate (61-120 mg/L salts)","Hard (over 121 mg/L salts)","Hard (over 121 mg/L salts)","Soft (0-60 mg/L salts)","Soft (0-60 mg/L salts)","Moderate (61-120 mg/L salts)","Moderate (61-120 mg/L salts)","Hard (over 121 mg/L salts)","Hard (over 121 mg/L salts)","Soft (0-60 mg/L salts)","Soft (0-60 mg/L salts)","Moderate (61-120 mg/L salts)","Moderate (61-120 mg/L salts)","Hard (over 121 mg/L salts)","Hard (over 121 mg/L salts)","Soft (0-60 mg/L salts)","Soft (0-60 mg/L salts)","Moderate (61-120 mg/L salts)","Moderate (61-120 mg/L salts)","Hard (over 121 mg/L salts)","Hard (over 121 mg/L salts)","Soft (0-60 mg/L salts)","Soft (0-60 mg/L salts)","Moderate (61-120 mg/L salts)","Moderate (61-120 mg/L salts)","Hard (over 121 mg/L salts)","Hard (over 121 mg/L salts)","Soft (0-60 mg/L salts)","Soft (0-60 mg/L salts)","Moderate (61-120 mg/L salts)","Moderate (61-120 mg/L salts)","Hard (over 121 mg/L salts)","Hard (over 121 mg/L salts)","Soft (0-60 mg/L salts)","Soft (0-60 mg/L salts)","Moderate (61-120 mg/L salts)","Moderate (61-120 mg/L salts)","Hard (over 121 mg/L salts)","Hard (over 121 mg/L salts)","Soft (0-60 mg/L salts)","Soft (0-60 mg/L salts)","Moderate (61-120 mg/L salts)","Moderate (61-120 mg/L salts)","Hard (over 121 mg/L salts)","Hard (over 121 mg/L salts)","Soft (0-60 mg/L salts)","Soft (0-60 mg/L salts)","Moderate (61-120 mg/L salts)","Moderate (61-120 mg/L salts)","Hard (over 121 mg/L salts)","Hard (over 121 mg/L salts)","Soft (0-60 mg/L salts)","Soft (0-60 mg/L salts)","Moderate (61-120 mg/L salts)","Moderate (61-120 mg/L salts)","Hard (over 121 mg/L salts)","Hard (over 121 mg/L salts)","Soft (0-60 mg/L salts)","Soft (0-60 mg/L salts)","Moderate (61-120 mg/L salts)","Moderate (61-120 mg/L salts)","Hard (over 121 mg/L salts)","Hard (over 121 mg/L salts)","Soft (0-60 mg/L salts)","Soft (0-60 mg/L salts)","Moderate (61-120 mg/L salts)","Moderate (61-120 mg/L salts)","Hard (over 121 mg/L salts)","Hard (over 121 mg/L salts)","Soft (0-60 mg/L salts)","Soft (0-60 mg/L salts)","Moderate (61-120 mg/L salts)","Moderate (61-120 mg/L salts)","Hard (over 121 mg/L salts)","Hard (over 121 mg/L salts)","Soft (0-60 mg/L salts)","Soft (0-60 mg/L salts)","Moderate (61-120 mg/L salts)","Moderate (61-120 mg/L salts)","Hard (over 121 mg/L salts)","Hard (over 121 mg/L salts)","Soft (0-60 mg/L salts)","Soft (0-60 mg/L salts)","Moderate (61-120 mg/L salts)","Moderate (61-120 mg/L salts)","Hard (over 121 mg/L salts)","Hard (over 121 mg/L salts)","Soft (0-60 mg/L salts)","Soft (0-60 mg/L salts)","Moderate (61-120 mg/L salts)","Moderate (61-120 mg/L salts)","Hard (over 121 mg/L salts)","Hard (over 121 mg/L salts)","Soft (0-60 mg/L salts)","Soft (0-60 mg/L salts)","Moderate (61-120 mg/L salts)","Moderate (61-120 mg/L salts)","Hard (over 121 mg/L salts)","Hard (over 121 mg/L salts)","Soft (0-60 mg/L salts)","Soft (0-60 mg/L salts)","Moderate (61-120 mg/L salts)","Moderate (61-120 mg/L salts)","Hard (over 121 mg/L salts)","Hard (over 121 mg/L salts)","Soft (0-60 mg/L salts)","Soft (0-60 mg/L salts)","Moderate (61-120 mg/L salts)","Moderate (61-120 mg/L salts)","Hard (over 121 mg/L salts)","Hard (over 121 mg/L salts)","Soft (0-60 mg/L salts)","Soft (0-60 mg/L salts)","Moderate (61-120 mg/L salts)","Moderate (61-120 mg/L salts)","Hard (over 121 mg/L salts)","Hard (over 121 mg/L salts)","Soft (0-60 mg/L salts)","Soft (0-60 mg/L salts)","Moderate (61-120 mg/L salts)","Moderate (61-120 mg/L salts)","Hard (over 121 mg/L salts)","Hard (over 121 mg/L salts)","Soft (0-60 mg/L salts)","Soft (0-60 mg/L salts)","Moderate (61-120 mg/L salts)","Moderate (61-120 mg/L salts)","Hard (over 121 mg/L salts)","Hard (over 121 mg/L salts)","Soft (0-60 mg/L salts)","Soft (0-60 mg/L salts)","Moderate (61-120 mg/L salts)","Moderate (61-120 mg/L salts)","Hard (over 121 mg/L salts)","Hard (over 121 mg/L salts)","Soft (0-60 mg/L salts)","Soft (0-60 mg/L salts)","Moderate (61-120 mg/L salts)","Moderate (61-120 mg/L salts)","Hard (over 121 mg/L salts)","Hard (over 121 mg/L salts)","Soft (0-60 mg/L salts)","Soft (0-60 mg/L salts)","Moderate (61-120 mg/L salts)","Moderate (61-120 mg/L salts)","Hard (over 121 mg/L salts)","Hard (over 121 mg/L salts)","Soft (0-60 mg/L salts)","Soft (0-60 mg/L salts)","Moderate (61-120 mg/L salts)","Moderate (61-120 mg/L salts)","Hard (over 121 mg/L salts)","Hard (over 121 mg/L salts)","Soft (0-60 mg/L salts)","Soft (0-60 mg/L salts)","Moderate (61-120 mg/L salts)","Moderate (61-120 mg/L salts)","Hard (over 121 mg/L salts)","Hard (over 121 mg/L salts)","Soft (0-60 mg/L salts)","Soft (0-60 mg/L salts)","Moderate (61-120 mg/L salts)","Moderate (61-120 mg/L salts)","Hard (over 121 mg/L salts)","Hard (over 121 mg/L salts)","Soft (0-60 mg/L salts)","Soft (0-60 mg/L salts)","Moderate (61-120 mg/L salts)","Moderate (61-120 mg/L salts)","Hard (over 121 mg/L salts)","Hard (over 121 mg/L salts)","Soft (0-60 mg/L salts)","Soft (0-60 mg/L salts)","Moderate (61-120 mg/L salts)","Moderate (61-120 mg/L salts)","Hard (over 121 mg/L salts)","Hard (over 121 mg/L salts)","Soft (0-60 mg/L salts)","Soft (0-60 mg/L salts)","Moderate (61-120 mg/L salts)","Moderate (61-120 mg/L salts)","Hard (over 121 mg/L salts)","Hard (over 121 mg/L salts)","Soft (0-60 mg/L salts)","Soft (0-60 mg/L salts)","Moderate (61-120 mg/L salts)","Moderate (61-120 mg/L salts)","Hard (over 121 mg/L salts)","Hard (over 121 mg/L salts)","Soft (0-60 mg/L salts)","Soft (0-60 mg/L salts)","Moderate (61-120 mg/L salts)","Moderate (61-120 mg/L salts)","Hard (over 121 mg/L salts)","Hard (over 121 mg/L salts)","Soft (0-60 mg/L salts)","Soft (0-60 mg/L salts)","Moderate (61-120 mg/L salts)","Moderate (61-120 mg/L salts)","Hard (over 121 mg/L salts)","Hard (over 121 mg/L salts)","Soft (0-60 mg/L salts)","Soft (0-60 mg/L salts)","Moderate (61-120 mg/L salts)","Moderate (61-120 mg/L salts)","Hard (over 121 mg/L salts)","Hard (over 121 mg/L salts)","Soft (0-60 mg/L salts)","Soft (0-60 mg/L salts)","Moderate (61-120 mg/L salts)","Moderate (61-120 mg/L salts)","Hard (over 121 mg/L salts)","Hard (over 121 mg/L salts)","Soft (0-60 mg/L salts)","Soft (0-60 mg/L salts)","Moderate (61-120 mg/L salts)","Moderate (61-120 mg/L salts)","Hard (over 121 mg/L salts)","Hard (over 121 mg/L salts)","Soft (0-60 mg/L salts)","Soft (0-60 mg/L salts)","Moderate (61-120 mg/L salts)","Moderate (61-120 mg/L salts)","Hard (over 121 mg/L salts)","Hard (over 121 mg/L salts)","Soft (0-60 mg/L salts)","Soft (0-60 mg/L salts)","Moderate (61-120 mg/L salts)","Moderate (61-120 mg/L salts)","Hard (over 121 mg/L salts)","Hard (over 121 mg/L salts)","Soft (0-60 mg/L salts)","Soft (0-60 mg/L salts)","Moderate (61-120 mg/L salts)","Moderate (61-120 mg/L salts)","Hard (over 121 mg/L salts)","Hard (over 121 mg/L salts)","Soft (0-60 mg/L salts)","Soft (0-60 mg/L salts)","Moderate (61-120 mg/L salts)","Moderate (61-120 mg/L salts)","Hard (over 121 mg/L salts)","Hard (over 121 mg/L salts)","Soft (0-60 mg/L salts)","Soft (0-60 mg/L salts)","Moderate (61-120 mg/L salts)","Moderate (61-120 mg/L salts)","Hard (over 121 mg/L salts)","Hard (over 121 mg/L salts)","Soft (0-60 mg/L salts)","Soft (0-60 mg/L salts)","Moderate (61-120 mg/L salts)","Moderate (61-120 mg/L salts)","Hard (over 121 mg/L salts)","Hard (over 121 mg/L salts)","Soft (0-60 mg/L salts)","Soft (0-60 mg/L salts)","Moderate (61-120 mg/L salts)","Moderate (61-120 mg/L salts)","Hard (over 121 mg/L salts)","Hard (over 121 mg/L salts)","Soft (0-60 mg/L salts)","Soft (0-60 mg/L salts)","Moderate (61-120 mg/L salts)","Moderate (61-120 mg/L salts)","Hard (over 121 mg/L salts)","Hard (over 121 mg/L salts)","Soft (0-60 mg/L salts)","Soft (0-60 mg/L salts)","Moderate (61-120 mg/L salts)","Moderate (61-120 mg/L salts)","Hard (over 121 mg/L salts)","Hard (over 121 mg/L salts)","Soft (0-60 mg/L salts)","Soft (0-60 mg/L salts)","Moderate (61-120 mg/L salts)","Moderate (61-120 mg/L salts)","Hard (over 121 mg/L salts)","Hard (over 121 mg/L salts)","Soft (0-60 mg/L salts)","Soft (0-60 mg/L salts)","Moderate (61-120 mg/L salts)","Moderate (61-120 mg/L salts)","Hard (over 121 mg/L salts)","Hard (over 121 mg/L salts)"]
["Boiler Load","5 Days a week","7 Days a week","5 Days a week","7 Days a week","5 Days a week","7 Days a week","5 Days a week","7 Days a week","5 Days a week","7 Days a week","5 Days a week","7 Days a week","5 Days a week","7 Days a week","5 Days a week","7 Days a week","5 Days a week","7 Days a week","5 Days a week","7 Days a week","5 Days a week","7 Days a week","5 Days a week","7 Days a week","5 Days a week","7 Days a week","5 Days a week","7 Days a week","5 Days a week","7 Days a week","5 Days a week","7 Days a week","5 Days a week","7 Days a week","5 Days a week","7 Days a week","5 Days a week","7 Days a week","5 Days a week","7 Days a week","5 Days a week","7 Days a week","5 Days a week","7 Days a week","5 Days a week","7 Days a week","5 Days a week","7 Days a week","5 Days a week","7 Days a week","5 Days a week","7 Days a week","5 Days a week","7 Days a week","5 Days a week","7 Days a week","5 Days a week","7 Days a week","5 Days a week","7 Days a week","5 Days a week","7 Days a week","5 Days a week","7 Days a week","5 Days a week","7 Days a week","5 Days a week","7 Days a week","5 Days a week","7 Days a week","5 Days a week","7 Days a week","5 Days a week","7 Days a week","5 Days a week","7 Days a week","5 Days a week","7 Days a week","5 Days a week","7 Days a week","5 Days a week","7 Days a week","5 Days a week","7 Days a week","5 Days a week","7 Days a week","5 Days a week","7 Days a week","5 Days a week","7 Days a week","5 Days a week","7 Days a week","5 Days a week","7 Days a week","5 Days a week","7 Days a week","5 Days a week","7 Days a week","5 Days a week","7 Days a week","5 Days a week","7 Days a week","5 Days a week","7 Days a week","5 Days a week","7 Days a week","5 Days a week","7 Days a week","5 Days a week","7 Days a week","5 Days a week","7 Days a week","5 Days a week","7 Days a week","5 Days a week","7 Days a week","5 Days a week","7 Days a week","5 Days a week","7 Days a week","5 Days a week","7 Days a week","5 Days a week","7 Days a week","5 Days a week","7 Days a week","5 Days a week","7 Days a week","5 Days a week","7 Days a week","5 Days a week","7 Days a week","5 Days a week","7 Days a week","5 Days a week","7 Days a week","5 Days a week","7 Days a week","5 Days a week","7 Days a week","5 Days a week","7 Days a week","5 Days a week","7 Days a week","5 Days a week","7 Days a week","5 Days a week","7 Days a week","5 Days a week","7 Days a week","5 Days a week","7 Days a week","5 Days a week","7 Days a week","5 Days a week","7 Days a week","5 Days a week","7 Days a week","5 Days a week","7 Days a week","5 Days a week","7 Days a week","5 Days a week","7 Days a week","5 Days a week","7 Days a week","5 Days a week","7 Days a week","5 Days a week","7 Days a week","5 Days a week","7 Days a week","5 Days a week","7 Days a week","5 Days a week","7 Days a week","5 Days a week","7 Days a week","5 Days a week","7 Days a week","5 Days a week","7 Days a week","5 Days a week","7 Days a week","5 Days a week","7 Days a week","5 Days a week","7 Days a week","5 Days a week","7 Days a week","5 Days a week","7 Days a week","5 Days a week","7 Days a week","5 Days a week","7 Days a week","5 Days a week","7 Days a week","5 Days a week","7 Days a week","5 Days a week","7 Days a week","5 Days a week","7 Days a week","5 Days a week","7 Days a week","5 Days a week","7 Days a week","5 Days a week","7 Days a week","5 Days a week","7 Days a week","5 Days a week","7 Days a week","5 Days a week","7 Days a week","5 Days a week","7 Days a week","5 Days a week","7 Days a week","5 Days a week","7 Days a week","5 Days a week","7 Days a week","5 Days a week","7 Days a week","5 Days a week","7 Days a week","5 Days a week","7 Days a week","5 Days a week","7 Days a week","5 Days a week","7 Days a week","5 Days a week","7 Days a week","5 Days a week","7 Days a week","5 Days a week","7 Days a week","5 Days a week","7 Days a week","5 Days a week","7 Days a week","5 Days a week","7 Days a week","5 Days a week","7 Days a week","5 Days a week","7 Days a week","5 Days a week","7 Days a week","5 Days a week","7 Days a week","5 Days a week","7 Days a week","5 Days a week","7 Days a week","5 Days a week","7 Days a week","5 Days a week","7 Days a week","5 Days a week","7 Days a week","5 Days a week","7 Days a week","5 Days a week","7 Days a week","5 Days a week","7 Days a week","5 Days a week","7 Days a week","5 Days a week","7 Days a week","5 Days a week","7 Days a week","5 Days a week","7 Days a week","5 Days a week","7 Days a week","5 Days a week","7 Days a week","5 Days a week","7 Days a week","5 Days a week","7 Days a week","5 Days a week","7 Days a week","5 Days a week","7 Days a week","5 Days a week","7 Days a week","5 Days a week","7 Days a week","5 Days a week","7 Days a week","5 Days a week","7 Days a week","5 Days a week","7 Days a week","5 Days a week","7 Days a week","5 Days a week","7 Days a week","5 Days a week","7 Days a week","5 Days a week","7 Days a week","5 Days a week","7 Days a week","5 Days a week","7 Days a week","5 Days a week","7 Days a week","5 Days a week","7 Days a week","5 Days a week","7 Days a week","5 Days a week","7 Days a week","5 Days a week","7 Days a week","5 Days a week","7 Days a week","5 Days a week","7 Days a week","5 Days a week","7 Days a week","5 Days a week","7 Days a week","5 Days a week","7 Days a week","5 Days a week","7 Days a week","5 Days a week","7 Days a week","5 Days a week","7 Days a week","5 Days a week","7 Days a week","5 Days a week","7 Days a week","5 Days a week","7 Days a week","5 Days a week","7 Days a week","5 Days a week","7 Days a week","5 Days a week","7 Days a week","5 Days a week","7 Days a week","5 Days a week","7 Days a week","5 Days a week","7 Days a week","5 Days a week","7 Days a week","5 Days a week","7 Days a week"]
[]
[1,83.690737499999997,83.680438710000004,83.670063479999996,83.639937090000004,83.625419980000004,83.622836559999996,83.6094875,83.599188710000007,83.588813479999999,83.567549220000004,83.558687090000006,83.541586559999999,83.528237500000003,83.517938709999996,83.517086649999996,83.507563480000002,83.486709989999994,83.486299220000006,83.477437089999995,83.477186829999994,83.465839900000006,83.460336560000002,83.452108170000002,83.429959909999994,83.408753309999994,83.405049219999995,83.396187089999998,83.395936829999997,83.378376660000001,83.362058970000007,84.49079922,84.409549220000002,84.328299220000005,84.247049219999994,84.208614159999996,84.198315359999995,84.165799219999997,84.135422559999995,84.127364159999999,84.117065359999998,84.054172559999998,84.046114160000002,84.035815360000001,83.972922560000001,83.964864160000005,83.954565360000004,83.891672560000004,83.883614159999993,83.873315360000007,83.853237500000006,83.842938709999999,83.842086649999999,83.832563480000005,83.810422560000006,83.785336560000005,83.771987499999994,83.761688710000001,83.751313479999993,83.733753309999997,83.704086559999993,83.121435660000003,83.118308970000001,83.114648560000006,83.112565360000005,83.110463240000001,83.109364159999998,83.104959910000005,83.096731520000006,83.079873910000003,83.053376659999998,83.049672560000005,83.040810429999993,83.040185660000006,83.037058970000004,83.033398559999995,83.032506560000002,83.031315359999994,83.028114160000001,83.018774840000006,83.006682310000002,83.002129909999994,82.998623910000006,82.988398180000004,82.968422559999993,82.964438999999999,82.959560429999996,82.958935659999995,82.952148559999998,82.950065359999996,82.946864160000004,83.357506560000004,83.348709909999997,83.343774839999995,83.323799219999998,83.314937090000001,83.314686829999999,83.284560429999999,83.283935659999997,83.280808969999995,83.275065359999999,83.271864160000007,83.270043329999993,83.267459909999999,83.249173229999997,83.242549220000001,83.235441499999993,83.233436830000002,83.212172559999999,83.203310430000002,83.20268566,83.199558969999998,83.193815360000002,83.190614159999996,83.186209910000002,83.161709990000006,83.152186830000005,83.140839900000003,83.130922560000002,83.12710817,83.122060430000005,82.74708656,82.735307849999998,82.733313480000007,82.724497249999999,82.716687089999994,82.707603800000001,82.684809009999995,82.684803099999996,82.681682309999999,82.678021909999998,82.677129910000005,82.675938709999997,82.672737499999997,82.665836560000002,82.663398180000002,82.654057850000001,82.652063479999995,82.643247250000002,82.639438999999996,82.635437089999996,82.611086650000004,82.609062339999994,82.603559009999998,82.599270469999993,82.596771910000001,82.59468871,82.591487499999999,82.584586560000005,82.576469770000003,82.572807850000004,82.928559010000001,82.925432310000005,82.919688710000003,82.917373909999995,82.916487500000002,82.901469770000006,82.895813480000001,82.89379658,82.887172559999996,82.880064849999997,82.870898560000001,82.856105659999997,82.847309010000004,82.844182309999994,82.838438710000005,82.836123909999998,82.835237500000005,82.828336559999997,82.814563480000004,82.793136439999998,82.789648560000003,82.785463239999999,82.771731520000003,82.766059010000006,82.762932309999997,82.759271909999995,82.757188709999994,82.754873910000001,82.753987499999994,82.747772330000004,82.377936829999996,82.374411249999994,82.369555969999993,82.361310430000003,82.352227150000004,82.337099649999999,82.32942645,82.326935660000004,82.326715770000007,82.310459910000006,82.303558969999997,82.298681189999996,82.296686829999999,82.293161249999997,82.288305969999996,82.286086650000001,82.284062340000006,82.280060430000006,82.274270470000005,82.25570999,82.245685660000007,82.245465769999996,82.243893819999997,82.232935240000003,82.229209909999994,82.228766309999997,82.22230897,82.221108169999994,82.221093120000006,82.219661500000001,82.570813479999998,82.561997250000005,82.554187089999999,82.546093119999995,82.544661500000004,82.540436830000004,82.531105659999994,82.515521910000004,82.503336559999994,82.502753310000003,82.500729010000001,82.491557850000007,82.49093714,82.480747249999993,82.47295991,82.472937090000002,82.468136439999995,82.459186829999993,82.437759779999993,82.434271910000007,82.410307849999995,82.399497249999996,82.394419979999995,82.392395680000007,82.391709910000003,82.391687090000005,82.384808969999995,82.382603799999998,82.382161499999995,82.379931189999994,82.069678359999997,82.059808970000006,82.057161500000007,82.054931190000005,82.049411250000006,82.044555970000005,82.039043329999998,82.03631043,82.029432310000004,82.028799219999996,82.027227150000002,82.026784849999999,82.019034599999998,82.016268569999994,82.015398559999994,82.014179310000003,82.012099649999996,82.007873910000001,82.0072191,82.004441499999999,82.001935660000001,82.001715770000004,82.000173230000001,81.98842836,81.981722989999994,81.980291370000003,81.971559009999993,81.971339110000002,81.960852900000006,81.959693779999995,82.217431189999999,82.216839899999997,82.215436830000002,82.21191125,82.207055969999999,82.198810429999995,82.189284850000007,82.177898560000003,82.17775331,82.175729009999998,82.164435659999995,82.164215769999998,82.150928359999995,82.147959909999997,82.147376660000006,82.141058970000003,82.136181190000002,82.135560479999995,82.130661250000003,82.125805970000002,82.124601909999996,82.120432980000004,82.117560429999997,82.11277484,82.112759780000005,82.108506559999995,82.096648560000006,82.089123909999998,82.083185659999998,82.082965770000001,81.822521910000006,81.822376660000003,81.817791369999995,81.809059009999999,81.808839109999994,81.799601910000007,81.797193780000001,81.795551709999998,81.790552430000005,81.787774839999997,81.785682309999999,81.785049220000005,81.783506560000006,81.775284600000006,81.774502850000005,81.770429309999997,81.769225250000005,81.765056329999993,81.764123909999995,81.75805785,81.757398179999996,81.753129909999998,81.744186229999997,81.741271909999995,81.736315360000006,81.733747249999993,81.727809010000001,81.727589109999997,81.715439000000003,81.714301710000001,81.948182310000007,81.947549219999999,81.937784600000001,81.934148559999997,81.932929310000006,81.930709989999997,81.926623910000004,81.918893819999994,81.90793524,81.907178360000003,81.903766309999995,81.898885770000007,81.896108170000005,81.894661499999998,81.891839899999994,81.890309009999996,81.890089110000005,81.877558590000007,81.873389660000001,81.866932309999996,81.866299220000002,81.865731519999997,81.864284850000004,81.861463240000006,81.856534600000003,81.85289856,81.852519560000005,81.851679309999994,81.845373910000006,81.825928360000006]
[2,82.016922750000006,82.006829935799999,81.996662210400004,81.96713834820001,81.952911580399999,81.950379828799996,81.937297749999999,81.927204935800006,81.917037210399997,81.896198235599996,81.887513348200002,81.870754828800003,81.857672750000006,81.847579935799999,81.846744916999995,81.837412210400004,81.81697579019999,81.816573235600003,81.807888348199995,81.807643093399989,81.796523102000009,81.79112982880001,81.783066006600009,81.761360711799995,81.740578243800002,81.736948235599996,81.728263348200002,81.728018093399996,81.710809126800001,81.694817790600013,82.8009832356,82.721358235600007,82.6417332356,82.562108235599993,82.524441876799997,82.5143490528,82.482483235599986,82.452714108799995,82.44481687679999,82.434724052799993,82.373089108800002,82.365191876800012,82.3550990528,82.293464108799995,82.285566876800004,82.275474052799993,82.213839108800002,82.205941876799997,82.195849052800014,82.176172750000006,82.166079935799999,82.16524491700001,82.155912210400004,82.134214108800009,82.109629828799996,82.096547749999985,82.086454935800006,82.076287210399983,82.059078243799988,82.030004828799989,81.459006946800002,81.455942790600005,81.452355588800003,81.450314052799996,81.448253975200004,81.4471768768,81.442860711800009,81.434796889600008,81.418276431799995,81.392309126800001,81.388679108800005,81.379994221399983,81.379381946800009,81.376317790599998,81.372730588799996,81.371856428800001,81.370689052799989,81.367551876799993,81.358399343200006,81.346548663800007,81.342087311799986,81.338651431800002,81.328630216400001,81.309054108799984,81.305150220000002,81.300369221400004,81.299756946800002,81.293105588799989,81.291064052799996,81.2879268768,81.690356428800001,81.681735711800002,81.676899343199992,81.657323235599989,81.648638348199995,81.648393093399989,81.618869221400004,81.618256946800003,81.615192790599991,81.609564052799996,81.606426876800015,81.604642463399983,81.602110711799995,81.584189765399998,81.57769823560001,81.570732669999998,81.56876809340001,81.547929108799991,81.539244221399997,81.538631946799995,81.535567790599998,81.529939052800003,81.526801876799993,81.522485711800002,81.498475790200004,81.489143093400003,81.478023102000009,81.468304108799998,81.464566006599995,81.459619221400004,81.092144828800002,81.080601692999991,81.078647210400007,81.07000730499999,81.062353348199991,81.053451723999999,81.031112829799994,81.031107037999988,81.028048663800007,81.024461471799995,81.0235873118,81.022419935800002,81.019282749999988,81.012519828800009,81.0101302164,81.000976692999998,80.9990222104,80.990382305000011,80.986650219999987,80.982728348199998,80.958864917000014,80.956881093199996,80.951487829799987,80.947285060599995,80.944836471800002,80.942794935799995,80.939657750000009,80.932894828800002,80.924940374599998,80.921351693000005,81.269987829800002,81.2669236638,81.261294935800009,81.259026431799995,81.258157750000009,81.243440374599999,81.237897210400007,81.235920648399997,81.229429108800005,81.222463552999997,81.21348058880001,81.198983546800008,81.190362829800009,81.187298663799993,81.181669935800002,81.179401431799988,81.178532750000002,81.171769828799995,81.1582722104,81.137273711199995,81.133855588800003,81.129753975200003,81.116296889600008,81.110737829800001,81.107673663799986,81.104086471800002,81.102044935799995,81.099776431800009,81.098907749999995,81.092816883400005,80.730378093399992,80.726923024999991,80.722164850599995,80.7140842214,80.705182606999998,80.690357657000007,80.682837921000001,80.680396946800002,80.680181454600003,80.664250711800008,80.657487790600001,80.652707566200007,80.650753093399999,80.647298024999998,80.642539850600002,80.640364916999999,80.63838109320001,80.634459221400007,80.628785060599995,80.610595790200009,80.600771946800009,80.600556454599996,80.599015943599994,80.588276535200009,80.584625711799987,80.584190983799999,80.577862790600008,80.576686006599985,80.576671257600012,80.575268269999995,80.919397210399993,80.910757305000004,80.903103348199991,80.895171257599998,80.89376827000001,80.889628093400006,80.880483546799994,80.865211471799995,80.853269828799995,80.852698243799992,80.850714429799993,80.841726693000012,80.841118397199992,80.831132304999997,80.823500711799994,80.823478348199998,80.818773711199995,80.810003093399999,80.789004584400004,80.785586471800016,80.762101692999991,80.751507305000004,80.746531580400003,80.744547766400004,80.743875711800001,80.743853348200005,80.737112790599994,80.734951723999998,80.734518269999995,80.732332566199986,80.4282847928,80.418612790600008,80.416018270000009,80.4138325662,80.408423025000005,80.403664850599995,80.398262463399988,80.3955842214,80.388843663800003,80.388223235599995,80.386682606999997,80.386249152999994,80.37865390799999,80.375943198599998,80.375090588799992,80.373895723800004,80.371857656999993,80.367716431799991,80.367074717999998,80.364352670000002,80.361896946800002,80.361681454600003,80.360169765400002,80.348659792799992,80.342088530199987,80.340685542599999,80.332127829800001,80.331912327800012,80.321635842000006,80.320499904399995,80.5730825662,80.572503101999999,80.571128093400006,80.567673025000005,80.562914850599995,80.554834221399986,80.545499153000009,80.534340588800006,80.534198243800006,80.532214429799993,80.521146946799988,80.520931454599989,80.507909792799992,80.505000711800008,80.504429126800005,80.498237790600001,80.493457566200007,80.492849270399986,80.488048024999998,80.483289850600002,80.482109871799992,80.478024320399996,80.475209221400007,80.470519343199996,80.470504584400004,80.466336428799991,80.454715588800013,80.447341431799998,80.441521946800009,80.44130645460001,80.186071471800005,80.185929126800005,80.181435542599999,80.172877829800001,80.172662327799998,80.163609871800006,80.161249904399995,80.159640675800006,80.154741381400001,80.152019343199996,80.149968663799996,80.149348235600002,80.147836428800005,80.139778908000011,80.139012793000006,80.135020723799997,80.133840745000015,80.129755203399995,80.128841431799998,80.122896693000001,80.122250216399991,80.118067311800004,80.109302505399995,80.106446471799984,80.101589052800009,80.099072304999993,80.093252829799994,80.093037327800005,80.081130220000006,80.080015675799999,80.30921866380001,80.308598235600002,80.299028907999997,80.295465588799999,80.294270723799997,80.292095790199994,80.288091431800012,80.280515943599994,80.269776535199995,80.269034792799999,80.265690983799999,80.260908054600009,80.258186006599999,80.256768269999995,80.254003101999999,80.252502829799994,80.252287327800005,80.240007418200008,80.235921866799998,80.229593663799989,80.228973235600009,80.228416889599998,80.226999153000008,80.224233975200008,80.219403908000004,80.215840588799992,80.215469168799999,80.21464572379999,80.208466431800005,80.189409792800006]
[3,80.376584295000015,80.366693337084001,80.356728966192009,80.327795581236003,80.313853348791994,80.311372232223988,80.298551795000009,80.288660837083995,80.278696466192002,80.258274270887995,80.249763081235997,80.23333973222401,80.220519295000017,80.210628337084003,80.209810018659994,80.20066396619201,80.18063627439598,80.180241770888003,80.171730581235991,80.17149023153199,80.160592639960001,80.155307232224018,80.147404686468008,80.126133497563984,80.105766678923999,80.102209270887997,80.093698081235999,80.093457731531998,80.076592944263993,80.060921434788014,81.144963570887995,81.066931070888003,80.988898570887997,80.910866070887991,80.873953039263995,80.864062071744002,80.832833570887985,80.803659826623999,80.795920539263989,80.786029571743995,80.725627326624007,80.717888039264011,80.707997071743989,80.647594826624001,80.639855539264005,80.629964571743997,80.569562326624009,80.561823039263999,80.551932071744019,80.532649295000013,80.522758337083999,80.521940018660018,80.512793966192007,80.491529826624003,80.467437232223986,80.454616794999978,80.444725837084007,80.434761466191972,80.417896678923995,80.38940473222398,79.829826807864009,79.826823934787996,79.823308477024014,79.821307771744003,79.819288895696005,79.818233339263998,79.814003497564016,79.806100951808006,79.789910903163999,79.764462944263997,79.760905526624015,79.752394336971989,79.751794307864017,79.748791434787989,79.745275977023994,79.74441930022401,79.743275271743997,79.740200839263991,79.731231356336011,79.719617690524018,79.715245565563976,79.711878403164008,79.702057612071997,79.68287302662398,79.679047215599994,79.674361836971997,79.673761807864011,79.667243477023987,79.665242771744005,79.662168339263999,80.056549300224006,80.048100997563992,80.043361356335993,80.024176770887991,80.015665581235993,80.015425231531978,79.986491836972007,79.985891807864007,79.982888934787994,79.977372771744001,79.974298339264024,79.972549614131978,79.970068497563986,79.952505970091991,79.946144270888013,79.939318016599998,79.937392731532015,79.916970526623984,79.908459336972001,79.907859307864001,79.904856434787987,79.899340271744009,79.89626583926399,79.892035997563994,79.868506274396012,79.859360231532008,79.848462639960005,79.838938026623993,79.835274686467997,79.830426836972009,79.470301932224004,79.458989659139988,79.457074266192009,79.448607158899989,79.441106281235989,79.432382689519997,79.410490573203987,79.410484897239982,79.407487690524007,79.403972242363992,79.403115565564008,79.401971537084009,79.398897094999995,79.392269432224012,79.389927612072,79.380957159139996,79.379041766191989,79.370574658900011,79.366917215599983,79.363073781235997,79.339687618660022,79.337743471335997,79.332458073203981,79.328339359387996,79.325939742364,79.323939037084003,79.320864595000003,79.314236932224006,79.306441567107996,79.302924659140004,79.644588073204005,79.641585190523998,79.636069037084013,79.633845903164001,79.632994595,79.618571567107992,79.613139266192007,79.611202235431989,79.604840526624002,79.598014281939996,79.58921097702401,79.575003875864013,79.566555573204013,79.563552690523991,79.558036537084007,79.555813403163995,79.554962094999993,79.548334432223996,79.535106766192001,79.514528236975991,79.511178477024004,79.507158895696008,79.493970951808009,79.488523073204007,79.485520190523985,79.482004742364012,79.480004037084001,79.477780903164003,79.476929594999987,79.470960545732012,79.115770531531993,79.11238456449999,79.107721553587993,79.099802536971993,79.091078954859995,79.076550503860005,79.069181162580009,79.066789007864003,79.066577825508006,79.05096569756401,79.044338034787998,79.039653414876014,79.037738031532001,79.034352064499998,79.029689053588001,79.027557618659998,79.025613471336001,79.021770036972015,79.016209359388,78.998383874396012,78.988756507864011,78.988545325507985,78.987035624727994,78.976511004496004,78.972933197563989,78.972507164123996,78.966305534788006,78.965152286467983,78.965137832448008,78.963762904600003,79.301009266191997,79.292542158900005,79.285041281235991,79.27726783244799,79.275892904600013,79.271835531532005,79.262873875864003,79.247907242363993,79.236204432223985,79.235644278923985,79.233700141203997,79.224892159140012,79.224296029255996,79.214509658899999,79.207030697563994,79.207008781235999,79.202398236975995,79.193803031531999,79.173224492712009,79.169874742364016,79.146859659139992,79.136477158900007,79.131600948791998,79.129656811071996,79.128998197564002,79.128976281236007,79.12237053478799,79.120252689520001,79.119827904600001,79.117685914875977,78.819719096943999,78.810240534788008,78.807697904600005,78.80555591487601,78.800254564500008,78.795591553587997,78.790297214131982,78.787672536971996,78.781066790524008,78.780458770888004,78.778948954859999,78.778524169939985,78.771080829839988,78.768424334627994,78.767588777023988,78.766417809323997,78.764420503859995,78.760362103163999,78.759733223639998,78.757065616600002,78.754659007864007,78.754447825507995,78.752966370091997,78.741686596943993,78.735246759595981,78.733871831748004,78.725485273204001,78.725274081244009,78.715203125160002,78.714089906311997,78.961620914876008,78.961053039960007,78.959705531531995,78.956319564500006,78.951656553587995,78.94373753697198,78.934589169940011,78.923653777024001,78.923514278924003,78.921570141204,78.91072400786399,78.910512825507993,78.897751596943991,78.894900697564012,78.894340544263997,78.888273034788,78.883588414876016,78.882992284991985,78.8782870645,78.873624053588003,78.872467674363989,78.868463833991996,78.865705036972017,78.861108956335997,78.861094492711999,78.857009700223983,78.845621277024023,78.838394603164005,78.832691507864013,78.832480325508016,78.582350042363998,78.582210544264001,78.577806831748006,78.569420273204003,78.569209081243997,78.560337674364007,78.558024906311985,78.556447862284003,78.551646553772002,78.548978956336001,78.546969290524004,78.546361270887999,78.544879700224001,78.536983329840012,78.536232537140009,78.532320309323993,78.531163930100021,78.527160099331994,78.526264603164009,78.520438759140006,78.519805212071986,78.515705965563996,78.507116455291992,78.504317542363992,78.49955727174401,78.497090858899995,78.491387773203996,78.491176581244005,78.479507615600014,78.478415362283997,78.703034290524002,78.702426270887997,78.693048329839996,78.689556277023996,78.688385309324005,78.686253874395987,78.682329603164007,78.674905624727998,78.664381004495993,78.663654096944001,78.660377164124,78.655689893508011,78.653022286468001,78.651632904599992,78.648923039959996,78.647452773203995,78.647241581244003,78.635207269836016,78.631203429463994,78.625001790523996,78.624393770888005,78.623848551807995,78.622459169940015,78.61974929569601,78.615015829840004,78.61152377702399,78.611159785424007,78.610352809323999,78.604297103164001,78.585621596944009]
[4,78.769052609100015,78.759359470342332,78.749594386868168,78.721239669611279,78.707576281816159,78.705144787579513,78.692580759100011,78.682887620342314,78.673122536868163,78.653108785470238,78.644767819611275,78.628672937579523,78.616108909100021,78.606415770342323,78.605613818286784,78.596650686868173,78.577023548908059,78.576636935470248,78.56829596961127,78.568060426901354,78.55738078716081,78.552201087579533,78.544456592738641,78.523610827612714,78.503651345345517,78.500165085470229,78.49182411961128,78.491588576901364,78.475061085378712,78.459703006092255,79.52206429947023,79.44559244947024,79.369120599470236,79.292648749470231,79.256473978478709,79.24678083030912,79.216176899470227,79.187586630091516,79.180002128478705,79.170308980309116,79.111114780091526,79.103530278478729,79.093837130309112,79.034642930091522,79.027058428478725,79.017365280309122,78.958171080091532,78.95058657847872,78.940893430309131,78.92199630910001,78.912303170342312,78.911501218286816,78.902538086868162,78.881699230091513,78.858088487579508,78.845524459099977,78.835831320342322,78.82606623686813,78.80953874534552,78.781616637579504,78.233230271706731,78.230287456092228,78.226842307483537,78.224881616309119,78.222903117782081,78.22186867247872,78.217723427612725,78.209978932771847,78.19411268510072,78.169173685378709,78.165687416091529,78.157346450232552,78.156758421706741,78.153815606092238,78.150370457483504,78.149530914219525,78.148409766309115,78.145396822478702,78.136606729209291,78.125225336713527,78.120940654252692,78.11764083510073,78.108016459830552,78.089215566091497,78.085466271287999,78.080874600232562,78.080286571706722,78.0738986074835,78.071937916309125,78.068924972478712,78.455418314219528,78.44713897761271,78.44249412920928,78.423693235470225,78.415352269611276,78.415116726901346,78.386762000232565,78.386173971706725,78.383231156092236,78.377825316309128,78.374812372478743,78.373098621849337,78.370667127612705,78.353455850690153,78.347221385470249,78.340531656267999,78.338644876901384,78.31863111609151,78.310290150232561,78.309702121706721,78.306759306092232,78.301353466309138,78.298340522478711,78.294195277612715,78.271136148908084,78.262173026901365,78.251493387160806,78.242159266091519,78.238569192738638,78.233818300232571,77.880895893579535,77.869809865957194,77.867932780868173,77.859635015721992,77.852284155611258,77.843735035729594,77.822280761739904,77.822275199295191,77.819337936713524,77.81589279751671,77.815053254252732,77.813932106342321,77.810919153100002,77.80442404357953,77.802129059830563,77.793338015957204,77.791460930868155,77.783163165722002,77.779578871287981,77.775812305611268,77.752893866286826,77.750988601909285,77.7458089117399,77.741772572200247,77.73942094751672,77.737460256342317,77.734447303100012,77.727952193579526,77.720312735765845,77.7168661659572,78.051696311739917,78.048753486713522,78.043347656342334,78.041168985100725,78.040334703100001,78.026200135765833,78.020876480868168,78.018978190723345,78.012743716091521,78.006053996301205,77.997426757483524,77.983503798346732,77.975224461739927,77.972281636713504,77.96687580634233,77.964697135100721,77.963862853099997,77.957367743579525,77.944404630868164,77.924237672236472,77.920954907483519,77.917015717782093,77.904091532771858,77.898752611739923,77.8958097867135,77.892364647516729,77.890403956342311,77.888225285100731,77.887391003099992,77.881541334817371,77.533455120901351,77.530136873209997,77.525567122516236,77.517806486232558,77.5092573757628,77.495019493782806,77.487797539328398,77.485453227706728,77.485246268997855,77.469946383612736,77.463451274092236,77.45886034657849,77.456983270901361,77.453665023210007,77.449095272516246,77.447006466286794,77.445101201909281,77.441334636232583,77.435885172200244,77.418416196908098,77.408981377706738,77.408774418997822,77.407294912233439,77.396980784406082,77.393474533612704,77.393057020841511,77.386979424092246,77.385849240738622,77.385835075799051,77.384487646507992,77.714989080868165,77.706691315721997,77.699340455611264,77.69172247579904,77.690375046508009,77.686398820901374,77.677616398346728,77.662949097516716,77.651480343579507,77.650931393345516,77.649026138379924,77.640394315957209,77.639810108670872,77.630219465722007,77.622890083612717,77.622868605611274,77.618350272236469,77.609926970901356,77.589760002857773,77.586477247516726,77.563922465957191,77.553747615722003,77.548968929816169,77.547063674850548,77.546418233612727,77.546396755611283,77.539923124092226,77.537847635729605,77.537431346508001,77.535332196578466,77.243324715005116,77.234035724092251,77.231543946507998,77.229444796578491,77.224249473210008,77.219679722516233,77.214491269849333,77.211919086232555,77.205445454713526,77.20484959547025,77.203369975762797,77.202953686541193,77.195659213243189,77.19305584793544,77.192237001483505,77.191089453137522,77.189132093782803,77.185154861100713,77.184538559167194,77.181924304267994,77.179565827706725,77.179358868997838,77.177907042690151,77.166852865005112,77.160541824404064,77.159194395113047,77.15097556773992,77.150768599619127,77.1408990626568,77.139808108185761,77.382388496578486,77.381831979160808,77.380511420901357,77.377193173210017,77.372623422516227,77.364862786232536,77.355897386541201,77.345180701483528,77.345043993345527,77.34313873837992,77.332509527706705,77.332302568997832,77.319796565005106,77.317002683612728,77.316453733378722,77.310507574092242,77.305916646578495,77.305332439292144,77.300721323209999,77.296151572516237,77.295018320876707,77.291094557312164,77.288390936232574,77.283886777209275,77.28387260285777,77.279869506219498,77.268708851483538,77.261626711100732,77.256037677706743,77.255830718997856,77.01070304151672,77.010566333378719,77.006250695113053,76.998031867739925,76.997824899619118,76.989130920876732,76.986864408185738,76.985318905038326,76.980613622696566,76.977999377209287,76.976029904713528,76.975434045470237,76.973982106219523,76.966243663243219,76.965507886397205,76.961673903137509,76.960540651498022,76.956616897345356,76.955739311100729,76.950029983957208,76.949409107830547,76.945391846252718,76.936974126186158,76.934231191516702,76.92956612630914,76.927149041722004,76.921560017739907,76.921353049619128,76.909917463288011,76.908847055038308,77.128973604713522,77.128377745470232,77.119187363243199,77.115765151483515,77.114617603137532,77.112528796908066,77.108683011100723,77.101407512233436,77.091093384406079,77.090381015005121,77.087169620841522,77.082576095637847,77.079961840738633,77.078600246507989,77.07594457916079,77.074503717739915,77.074296749619123,77.062503124439303,77.058579360874717,77.052501754713518,77.051905895470242,77.051371580771843,77.050009986541212,77.047354309782079,77.042715513243209,77.039293301483511,77.038936589715533,77.038145753137528,77.032211161100719,77.013909165005131]
[5,77.193671556918005,77.184172280935485,77.174602499130813,77.146814876219054,77.133424756179835,77.131041891827934,77.118729143918003,77.109229867935468,77.099660086130811,77.080046609760828,77.071872463219051,77.056099478827932,77.043786730918029,77.034287454935466,77.033501541921041,77.024717673130809,77.005483077929895,77.00510419676084,76.996930050219049,76.996699218363332,76.986233171417595,76.981157065827944,76.973567460883871,76.953138611060453,76.933578318438606,76.930161783760823,76.921987637219047,76.92175680536333,76.905559863671144,76.89050894597041,77.931623013480831,77.856680600480829,77.781738187480826,77.706795774480824,77.671344498909136,77.661845213702932,77.631853361480822,77.603834897489676,77.596402085909133,77.58690280070293,77.528892484489702,77.52145967290916,77.511960387702928,77.4539500714897,77.446517259909143,77.43701797470294,77.379007658489698,77.371574846909141,77.362075561702952,77.34355638291801,77.334057106935461,77.333271193921078,77.324487325130789,77.304065245489682,77.28092671782791,77.268613969917979,77.259114693935473,77.249544912130773,77.233347970438615,77.205984304827908,76.668565666272599,76.665681706970389,76.662305461333858,76.660383983982939,76.658445055426441,76.657431299029142,76.653368959060472,76.645779354116414,76.630230431398715,76.605790211671135,76.602373667769697,76.594199521227907,76.593623253272611,76.590739293970387,76.587363048333842,76.586540295935137,76.585441570982937,76.582488886029125,76.57387459462511,76.562720829979256,76.558521841167632,76.555288018398713,76.545856130633936,76.527431254769667,76.523756945862232,76.519257108227919,76.518680840272594,76.512420635333839,76.510499157982935,76.507546473029137,76.886309947935132,76.878196198060451,76.873644246625105,76.855219370760821,76.847045224219045,76.846814392363314,76.819026760227914,76.818450492272589,76.815566532970394,76.810268809982944,76.807316125029161,76.805636649412349,76.803253785060448,76.786386733676352,76.780276957760833,76.773721023142642,76.771871979363354,76.752258493769673,76.744084347227911,76.743508079272587,76.740624119970391,76.735326396982956,76.732373712029144,76.72831137206046,76.705713425929915,76.696929566363337,76.686463519417586,76.677316080769685,76.673797808883862,76.669141934227923,76.323277975707953,76.312413668638058,76.31057412525081,76.302442315407561,76.295238472499037,76.286860335014993,76.265835146505111,76.265829695309279,76.262951177979261,76.25957494156637,76.25875218916768,76.25765346421548,76.254700770037999,76.24833556270795,76.246086478633956,76.237471255638056,76.235631712250793,76.227499902407558,76.223987293862223,76.220296059499049,76.197835988961089,76.195968829871106,76.190892733505109,76.186937120756241,76.184632528566397,76.182711051215477,76.179758357038011,76.173393149707934,76.165906481050527,76.162528842638054,76.490662385505118,76.487778416979253,76.482480703215487,76.480345605398711,76.479528009038006,76.465676133050522,76.460458951250814,76.458598626908881,76.452488841769693,76.445932916375185,76.437478222333851,76.423833722379797,76.41571997250513,76.412836003979237,76.407538290215484,76.405403192398708,76.404585596038004,76.398220388707927,76.385516538250798,76.365752918791742,76.362535809333849,76.358675403426446,76.346009702116419,76.340777559505113,76.337893590979235,76.334517354566401,76.332595877215468,76.33046077939872,76.329643183037987,76.323910508121031,75.982786018483324,75.979534135745794,75.975055780065915,75.967450356507896,75.959072228247535,75.945119103907146,75.938041588541822,75.935744163152592,75.935541343617899,75.920547455940479,75.914182248610388,75.90968313964693,75.907843605483336,75.904591722745806,75.900113367065913,75.898066336961051,75.896199177871097,75.892507943507937,75.887167468756246,75.870047872969934,75.860801750152604,75.860598930617869,75.85914901398877,75.84904116871796,75.845605042940448,75.845195880424683,75.8392398356104,75.838132255923853,75.83811837428307,75.836797893577838,76.160689299250805,76.152557489407556,76.145353646499046,76.137888026283065,76.136567545577847,76.132670844483343,76.124064070379788,76.10969011556638,76.098450736707917,76.097912765478597,76.096045615612326,76.087586429638066,76.087013906497447,76.077615076407568,76.070432281940469,76.070411233499044,76.065983266791733,76.057728431483326,76.037964802800616,76.034747702566392,76.012644016638049,76.002672663407566,75.997989551219845,75.996122401353531,75.995489868940467,75.995468820499056,75.989124661610376,75.987090683015012,75.986682719577843,75.984625552646889,75.698458220705007,75.689355009610409,75.686913067577834,75.684855900646923,75.679764483745799,75.675286128065906,75.670201444452346,75.667680704507902,75.661336545619264,75.660752603560837,75.659302576247541,75.658894612810371,75.651746028978323,75.649194730976731,75.648392261453836,75.647267664074761,75.645349451907137,75.641451763878706,75.640847787983844,75.638285818182624,75.635974511152583,75.635771691617876,75.634348901836347,75.623515807705004,75.617330987915977,75.616010507210788,75.60795605638512,75.607753227626745,75.598081081403663,75.59701194602205,75.834740726646913,75.83419533957759,75.832901192483334,75.829649309745818,75.825170954065911,75.817565530507892,75.808779438810376,75.798277087453855,75.798143113478616,75.796275963612331,75.785859337152573,75.78565651761788,75.773400633705009,75.770662629940475,75.77012465871114,75.764297422610397,75.759798313646925,75.759225790506292,75.754706896745802,75.750228541065908,75.749117954459166,75.745272666165931,75.742623117507918,75.738209041665087,75.738195150800621,75.734272116095113,75.723334674453866,75.716394176878708,75.710916924152613,75.710714104617892,75.470488980686383,75.470355006711145,75.466125681210798,75.45807123038513,75.45786840162674,75.4493483024592,75.447127120022031,75.445612526937552,75.441001350242644,75.438439389665092,75.436509306619257,75.435925364560831,75.434502464095132,75.426918789978359,75.426197728669251,75.422440425074754,75.421329838468068,75.417484559398446,75.416624524878713,75.411029384278066,75.410420925673932,75.40648400932767,75.398234643662434,75.395546567686367,75.390974803782967,75.388606060887554,75.383128817385114,75.382925988626738,75.371719114022255,75.37067011393755,75.586394132619247,75.585810190560835,75.576803615978335,75.573449848453848,75.572325251074787,75.570278220969897,75.566509350878704,75.559379361988761,75.549271516717965,75.548573394705016,75.545426228424688,75.540924573725093,75.538362603923858,75.537028241577829,75.534425687577581,75.533013643385118,75.532810814626743,75.521253061950517,75.517407773657212,75.511451719619245,75.510867777560833,75.51034414915641,75.509009786810395,75.506407223586436,75.501861202978347,75.498507435453845,75.498157857921228,75.497382838074785,75.491566937878702,75.473630981705028]
[6,75.649798125779654,75.640488835316773,75.631110449148196,75.603878578694662,75.590756261056242,75.588421053991368,75.576354561039651,75.567045270576756,75.557666884408192,75.538445677565619,75.530435013954673,75.514977489251379,75.502910996299676,75.493601705836753,75.492831511082628,75.484223319668189,75.465373416371293,75.46500211282563,75.456991449214669,75.456765233996066,75.44650850798925,75.44153392451139,75.434096111666193,75.414075838839253,75.394906752069843,75.391558548085598,75.383547884474666,75.383321669256063,75.367448666397721,75.35269876705101,76.37299055321121,76.299546988471221,76.226103423731217,76.1526598589912,76.117917608930952,76.108608309428874,76.079216294251196,76.051758199539876,76.044474044190949,76.035164744688871,75.978314634799901,75.971030479450974,75.961721179948867,75.904871070059897,75.897586914710956,75.888277615208878,75.831427505319908,75.824143349970953,75.814834050468889,75.796685255259646,75.787375964796752,75.786605770042655,75.777997578628174,75.757983940579891,75.735308183471361,75.723241690519615,75.713932400056763,75.704554013888156,75.688681011029843,75.661864618731357,75.135194352947153,75.132368072830985,75.129059352107177,75.127176304303276,75.125276154317916,75.124282673048555,75.120301579879268,75.112863767034085,75.097625822770738,75.073674407437707,75.070326194414307,75.062315530803346,75.061750788207164,75.058924508090982,75.055615787367174,75.054809490016439,75.053732739563273,75.050839108308537,75.042397102732608,75.031466413379675,75.027351404344287,75.024182258030734,75.014939008021258,74.996882629674275,74.993281806944992,74.988871966063371,74.988307223467132,74.98217222262717,74.980289174823284,74.977395543568562,75.348583748976424,75.340632274099249,75.336171361692607,75.318114983345609,75.310104319734663,75.309878104516045,75.282646225023356,75.282081482427145,75.279255202310978,75.274063433783283,75.271169802528576,75.269523916424092,75.267188709359232,75.250658999002823,75.244671418605606,75.23824660267978,75.236434539776084,75.217213323894285,75.209202660283353,75.208637917687128,75.205811637570989,75.200619869043294,75.197726237788558,75.193745144619257,75.171599157411308,75.162990975036067,75.152734249029237,75.143769759154296,75.14032185270618,75.135759095543364,74.796812416193788,74.7861653952653,74.784362642745791,74.776393469099403,74.769333703049057,74.761123128314694,74.740518443575013,74.740513101403096,74.737692154419676,74.734383442735037,74.733577145384331,74.732500394931165,74.729606754637231,74.723368851453785,74.721164749061273,74.712721830525297,74.710919078005773,74.7029499043594,74.699507547984979,74.695890138309068,74.673879269181867,74.672049453273686,74.66707487883501,74.663198378341107,74.660939877995077,74.659056830191176,74.656163189897242,74.649925286713781,74.642588351429509,74.639278265785293,74.960849137795009,74.958022848639672,74.952831089151175,74.950738693290745,74.949937448857256,74.936362610389509,74.931249772225797,74.929426654370701,74.9234390649343,74.917014258047672,74.908728657887181,74.895357047932208,74.88740557305502,74.884579283899654,74.879387524411172,74.877295128550742,74.876493884117238,74.870255980933763,74.85780620748578,74.838437860415908,74.835285093147178,74.831501895357917,74.8190895080741,74.813962008315016,74.811135719159651,74.807827007475069,74.805943959671154,74.803851563810753,74.803050319377235,74.797432297958608,74.463130298113668,74.459943453030874,74.4555546644646,74.448101349377737,74.439890783682586,74.426216721829007,74.419280756770988,74.417029279889547,74.416830516745534,74.402136506821677,74.395898603638173,74.391489476853991,74.389686733373665,74.386499888290885,74.382111099724597,74.38010501022184,74.378275194313673,74.374657784637776,74.369424119381122,74.352646915510533,74.343585715149558,74.343386952005517,74.341966033708999,74.332060345343592,74.328692942081631,74.328291962816195,74.322455038898184,74.321369610805377,74.321356006797402,74.320061935706278,74.637475513265784,74.629506339619411,74.622446573569064,74.615130265757401,74.613836194666291,74.610017427593675,74.601582788972195,74.587496313255045,74.576481721973749,74.575954510169026,74.574124703300086,74.565834701045304,74.565273628367493,74.556062774879422,74.549023636301655,74.549003008829061,74.544663601455909,74.536573862853658,74.517205506744602,74.51405274851507,74.492391136305287,74.482619210139418,74.478029760195454,74.476199953326457,74.475580071561666,74.475559444089072,74.469342168378162,74.467348869354709,74.466949065186284,74.464933041593952,74.184489056290914,74.175567909418191,74.173174806226271,74.171158782633981,74.166169194070889,74.161780405504587,74.156797415563304,74.154327090417738,74.148109814706871,74.14753755148962,74.146116524722601,74.145716720554162,74.138711108398766,74.136210836357193,74.135424416224751,74.134322310793266,74.132442462868994,74.12862272860113,74.128030832224169,74.125520101818978,74.123255020929534,74.123056257785521,74.121661923799621,74.111045491550897,74.104984368157659,74.103690297066564,74.095796935257411,74.0955981630742,74.086119459775588,74.085071707101605,74.318045912113973,74.317511432786034,74.316243168633676,74.313056323550896,74.308667534984593,74.30121421989773,74.292603850034169,74.282311545704786,74.282180251209041,74.280350444340087,74.270142150409526,74.269943387265528,74.257932621030918,74.25524937734167,74.254722165536919,74.249011474158181,74.244602347373984,74.244041274696158,74.239612758810893,74.23522397024459,74.234135595369978,74.230367212842609,74.227770655157769,74.223444860831776,74.223431247784617,74.219586673773208,74.208867980964797,74.202066293341133,74.196698585669566,74.196499822525539,73.96107920107265,73.960947906576919,73.956803167586571,73.948909805777419,73.948711033594208,73.940361336410007,73.938184577621584,73.93670027639881,73.932181323237785,73.929670601871791,73.927779120486875,73.92720685726961,73.925812414813237,73.918380414178785,73.917673774095874,73.913991616573256,73.9129032416987,73.909134868210487,73.908292034381148,73.902808796592495,73.902212507160456,73.898354329141114,73.89026995078919,73.887635636332647,73.883155307707298,73.880833939669799,73.875466241037415,73.875267468854204,73.864284731741805,73.863256711658806,74.074666249966867,74.074093986749617,74.065267543658777,74.061980851484762,74.060878746053291,74.058872656550506,74.055179163861141,74.048191774748986,74.038286086383607,74.037601926810922,74.034517703856196,74.030106082250583,74.027595351845378,74.026287676746279,74.023737173826021,74.022353370517408,74.022154598334197,74.010828000711513,74.007059618184059,74.001222685226864,74.000650422009613,74.000137266173283,73.998829591074198,73.996279079114714,73.991823978918788,73.988537286744773,73.988194700762804,73.987435181313288,73.981735599121137,73.964158362070933]
[7,74.136802163264065,74.12767905861044,74.118488240165235,74.091801007120765,74.078941135835123,74.076652632911546,74.064827469818852,74.055704365165226,74.046513546720035,74.027676764014316,74.01982631367558,74.004677939466347,73.992852776373681,73.983729671720013,73.982974880860979,73.974538853274822,73.956065948043872,73.955702070569117,73.947851620230381,73.94762992931615,73.937578337829464,73.932703246021163,73.925414189432871,73.905794322062476,73.887008617028442,73.88372737712389,73.875876926785168,73.875655235870937,73.86009969306977,73.845644791709987,74.845530742146977,74.773556048701792,74.701581355256593,74.62960666181138,74.595559256752338,74.586436143240292,74.557631968366167,74.530723035549073,74.523584563307125,74.514461449795093,74.458748342103902,74.451609869861954,74.442486756349894,74.386773648658703,74.379635176416741,74.370512062904695,74.314798955213504,74.307660482971528,74.29853736945951,74.280751550154449,74.271628445500824,74.270873654641804,74.262437627055618,74.242824261768291,74.22060201980193,74.208776856709221,74.199653752055625,74.190462933610391,74.174907390809253,74.148627326356731,73.63249046588821,73.629720711374375,73.626478165065038,73.624632778217219,73.62277063123156,73.621797019587589,73.61789554828168,73.610606491693403,73.595673306315334,73.572200919288946,73.568919670526014,73.561069220187278,73.560515772443011,73.557746017929162,73.554503471619824,73.553713300216117,73.552658084772006,73.549822326142376,73.54154916067796,73.530837085112083,73.526804376257402,73.52369861287012,73.514640227860824,73.496944977080787,73.493416170806086,73.489094526742107,73.488541078997784,73.482528778174625,73.480683391326821,73.477847632697191,73.841612073996899,73.833819628617263,73.829447934458756,73.811752683678691,73.803902233339969,73.803680542425724,73.776993300522889,73.776439852778594,73.773670098264759,73.768582165107617,73.765746406478002,73.764133438095612,73.76184493517205,73.745645819022769,73.739777990233492,73.73348167062619,73.731705848980567,73.712869057416398,73.705018607077676,73.704465159333381,73.70169540481956,73.696607471662432,73.693771713032788,73.689870241726879,73.668167174263075,73.659731155535354,73.649679564048654,73.640894363971213,73.637515415652061,73.633043913632491,73.300876167869916,73.290442087359992,73.288675389890884,73.280865599717416,73.273947028988076,73.26590066574839,73.245708074703515,73.245702839375028,73.242938311331287,73.239695773880342,73.238905602476649,73.237850387032537,73.235014619544486,73.228901474424717,73.226741454080056,73.218467393914793,73.216700696445656,73.208890906272202,73.205517397025275,73.201972335542877,73.180401683798223,73.17860846420821,73.173733381258302,73.169934410774289,73.167721080435186,73.165875693587353,73.163039926099302,73.156926780979504,73.149736584400912,73.14649270046958,73.461632155039098,73.458862391666884,73.453774467368149,73.451723919424921,73.450938699880112,73.437635358181723,73.432624776781282,73.430838121283287,73.424970283635616,73.418673972886722,73.410554084729441,73.397449906973563,73.389657461593927,73.386887698221656,73.38179977392295,73.379749225979737,73.378964006434884,73.372850861315086,73.360650083336068,73.341669103207593,73.338579391284227,73.334871857450764,73.322707717912621,73.317682768148714,73.314913004776457,73.31167046732557,73.309825080477722,73.307774532534538,73.3069893129897,73.301483651999433,72.973867692151387,72.970744583970259,72.966443571175304,72.959139322390186,72.951092968008936,72.937692387392431,72.930895141635574,72.92868869429175,72.928493906410623,72.914093776685249,72.907980631565408,72.903659687316903,72.901892998706188,72.89876989052506,72.894468877730105,72.892502910017399,72.8907096904274,72.887164628945015,72.882035636993493,72.865593977200319,72.856714000846566,72.856519212965409,72.855126713034821,72.845419138436711,72.842119083239993,72.841726123559866,72.836005938120223,72.834942218589276,72.834928886661459,72.833660696992155,73.144726003000471,73.136916212827018,73.129997642097692,73.122827660442255,73.121559470772965,73.117817079041799,73.109551133192753,73.095746386989944,73.084952087534276,73.084435419965644,73.082642209234081,73.074518007024409,73.073968155800145,73.064941519381833,73.058043163575633,73.058022948652479,73.053770329426783,73.045842385596586,73.026861396609704,73.023771693544774,73.002543313579181,72.992966825936634,72.988469164991542,72.986675954259937,72.986068470130434,72.98604825520728,72.979955325010593,72.978001891967622,72.977610083882553,72.975634380762074,72.700799275165096,72.692056551229825,72.689711310101742,72.687735606981306,72.682845810189463,72.678544797394494,72.673661467252032,72.671240548609376,72.665147618412732,72.66458680045983,72.663194194228154,72.662802386143085,72.655936886230791,72.653486619630058,72.65271592790026,72.651635864577401,72.649793613611621,72.646050274029108,72.645470215579678,72.643009699782596,72.64078992051094,72.640595132629812,72.63922868532363,72.628824581719883,72.622884680794499,72.621616491125224,72.613880996552254,72.613686199812719,72.604397070580077,72.603370272959566,72.83168499387169,72.831161204130311,72.829918305261003,72.826795197079875,72.822494184284906,72.815189935499774,72.806751773033483,72.796665314790687,72.796536646184862,72.794743435453285,72.784739307401338,72.78454451952021,72.772773968610295,72.770144389794837,72.76962772222619,72.76403124467501,72.759710300426505,72.759160449202241,72.754820503634676,72.750519490839693,72.749452883462581,72.74575986858575,72.743215242054603,72.738975963615147,72.738962622828936,72.735194940297745,72.724690621345502,72.718024967474307,72.712764613956168,72.712569826075026,72.481857617051205,72.48172894844538,72.47766710423484,72.46993160966187,72.469736812922321,72.461554109681813,72.459420886069154,72.457966270870841,72.45353769677304,72.451077189834351,72.449223538077135,72.448662720124219,72.447296166516978,72.440012805895208,72.43932029861395,72.435711784241789,72.434645176864734,72.430952170846282,72.430126193693525,72.424752620660655,72.424168257017243,72.420387242558292,72.412464551773411,72.409882923605991,72.405492201553145,72.403217260876403,72.397956916216671,72.397762119477122,72.38699903710696,72.385991577425628,72.593172924967533,72.592612107014617,72.583962192785606,72.580741234455076,72.57966117113223,72.577695203419495,72.574075580583923,72.56722793925401,72.557520364655943,72.556849888274712,72.55382734977907,72.549503960605563,72.547043444808466,72.545761923211359,72.5432624303495,72.541906303107069,72.54171150636752,72.530611440697285,72.526918425820369,72.521198231522334,72.520637413569432,72.520134520849822,72.518852999252715,72.516353497532421,72.511987499340421,72.508766541009877,72.50843080674754,72.507686477687017,72.50210088713871,72.484875194829513]
[8,72.654066119998774,72.645125477438228,72.636118475361926,72.609964986978341,72.59736231311841,72.595119580253311,72.583530920422476,72.57459027786193,72.565583275785642,72.547123228734023,72.539429787402071,72.524584380677013,72.512995720846206,72.504055078285617,72.503315383243759,72.495048076209315,72.476944629082993,72.476588029157739,72.468894587825773,72.468677330729832,72.458826771072879,72.454049181100729,72.446905905644215,72.427678435621232,72.409268444687868,72.406052829581412,72.39835938824946,72.39814213115352,72.382897699208371,72.368731895875783,73.348620127304045,73.278084927727761,73.207549728151463,73.137014528575151,73.1036480716173,73.094707420375485,73.066479328998838,73.040108574838086,73.033112872040974,73.024172220799187,72.969573375261817,72.962577672464718,72.953637021222889,72.899038175685519,72.892042472888406,72.883101821646605,72.828502976109235,72.821507273312093,72.812566622070321,72.795136519151356,72.78619587659081,72.785456181548966,72.777188874514508,72.757967776532922,72.736189979405893,72.724601319575044,72.715660677014512,72.706653674938181,72.691409242993075,72.665654779829595,72.159840656570452,72.157126297146888,72.15394860176373,72.152140122652867,72.150315218606934,72.149361079195842,72.145537637316039,72.138394361859525,72.123759840189024,72.100756900903164,72.097541277115496,72.08984783578353,72.089305456994154,72.086591097570576,72.083413402187432,72.082639034211795,72.081604923076569,72.078825879619529,72.0707181774644,72.060220343409839,72.056268288732255,72.053224640612726,72.044347423303606,72.02700607753917,72.023547847389963,72.01931263620726,72.018770257417827,72.012878202611134,72.011069723500285,72.008290680043245,72.364779832516959,72.357143236044919,72.352858975769578,72.335517630005114,72.327824188673162,72.327606931577208,72.301453434512425,72.30091105572302,72.298196696299456,72.293210521805463,72.290431478348452,72.288850769333706,72.286608036468607,72.270732902642308,72.264982430428816,72.258812037213659,72.257071732000952,72.238611676268064,72.230918234936127,72.230375856146708,72.227661496723158,72.222675322229179,72.219896278772126,72.216072836892351,72.194803830777815,72.186536532424654,72.176685972767686,72.16807647669178,72.164765107339022,72.160383035359843,71.834858644512508,71.824633245612802,71.822901882093063,71.815248287723065,71.808468088408318,71.80058265243342,71.78079391320945,71.780788782587521,71.77807954510466,71.774901858402728,71.774127490427105,71.773093379291879,71.770314327153599,71.764323444936224,71.762206624998456,71.754098046036489,71.752366682516751,71.744713088146767,71.741407049084771,71.73793288883202,71.716793650122256,71.715036294924047,71.710258713633138,71.706535722558797,71.704366658826487,71.702558179715609,71.699779127577315,71.693788245359912,71.686741852712899,71.683562846460191,71.992399511938316,71.98968514383354,71.984698978020788,71.982689441036413,71.981919925882508,71.968882651018077,71.96397228124566,71.962221358857619,71.9564708779629,71.950300493428998,71.94234300303485,71.9295009088341,71.921864312362047,71.919149944257228,71.91416377844449,71.912154241460144,71.911384726306196,71.905393844088792,71.893437081669347,71.874835721143441,71.871807803458552,71.868174420301756,71.856253563554361,71.851329112785749,71.84861474468093,71.845437057979069,71.843628578868163,71.841619041883845,71.840849526729912,71.83545397895945,71.51439033830836,71.511329692290857,71.507114699751796,71.499956535942388,71.492071108648759,71.478938539644574,71.47227723880286,71.470114920405919,71.469924028282406,71.455811901151549,71.449821018934102,71.445586493570559,71.443855138732062,71.440794492714559,71.436579500175498,71.434652851817049,71.432895496618855,71.429421336366104,71.424394924253619,71.408282097656311,71.399579720829635,71.399388828706094,71.398024178774122,71.388510755667966,71.385276701575194,71.384891601088668,71.379285819357818,71.37824337421749,71.378230308928224,71.376987483052304,71.681831482940467,71.674177888570483,71.667397689255736,71.660371107233416,71.659128281357511,71.65546073746097,71.647360110528894,71.633831459250146,71.623253045783585,71.622746711566336,71.620989365049397,71.613027646883921,71.612488792684132,71.603642688994199,71.596882300304131,71.596862489679424,71.592694922838248,71.584925537884644,71.566324168677511,71.563296259673876,71.542492447307595,71.533107489417901,71.528699781691714,71.526942435174746,71.526347100727833,71.52632729010314,71.520356218510386,71.51844185412827,71.5180578822049,71.516121693146843,71.246783289661792,71.238215420205222,71.235917083899707,71.233980894841679,71.229188893985679,71.224973901446603,71.220188237906981,71.217815737637181,71.21184466604447,71.211295064450638,71.209930310343594,71.209546338420225,71.202818148506168,71.200416887237452,71.199661609342257,71.198603147285851,71.196797741339395,71.193129268548518,71.192560811268081,71.190149505786934,71.187974122100727,71.187783229977214,71.186444111617163,71.176248090085494,71.170426987178601,71.169184161302709,71.161603376621201,71.161412475816462,71.152309129168472,71.151302867500377,71.375051293994261,71.374537980047705,71.373319939155778,71.370259293138275,71.366044300599199,71.358886136789778,71.350616737572821,71.340732008494868,71.340605913261157,71.338848566744218,71.329044521253309,71.32885362912981,71.31731848923809,71.314741501998938,71.314235167781675,71.308750619781506,71.304516094417977,71.303977240218202,71.299724093561977,71.295509101022901,71.294463825793329,71.290844671214032,71.288350937213508,71.28419644434284,71.284183370372361,71.280491041491786,71.270196808918584,71.263664468124816,71.258509321677053,71.258318429553526,71.032220464710178,71.032094369476468,71.028113762150141,71.020532977468633,71.02034207666388,71.012323027488179,71.01023246834778,71.008806945453429,71.004466942837581,71.002055646037661,71.00023906731559,70.999689465721744,70.998350243186636,70.991212549777302,70.990533892641679,70.986997548556943,70.985952273327442,70.982333127429357,70.981523669819651,70.976257568247448,70.975684891876895,70.971979497707125,70.964215260737944,70.96168526513388,70.957382357522079,70.955152915658886,70.949997777892335,70.949806877087582,70.939259056364818,70.938271745877117,71.141309466468186,71.140759864874326,71.132282948929884,71.129126409765973,71.128067947709582,71.126141299351104,71.122594068972234,71.115883380468929,71.10636995736283,71.10571289050921,71.10275080278349,71.098513881393458,71.096102575912298,71.094846684747139,71.092397181742513,71.091068177044932,71.090877276240178,71.079999211883347,71.076380057303965,71.070774266891888,71.070224665298042,71.069731830432829,71.068475939267657,71.066026427581775,71.061747749353614,71.058591210189675,71.058262190612581,71.057532748133269,71.052058869395935,71.035177690932926]
[9,71.200984797598792,71.192222967889464,71.183396105854683,71.157765687238765,71.145415066856046,71.143217188648237,71.131860302014033,71.12309847230469,71.114271610269924,71.096180764159342,71.08864119165402,71.074092693063477,71.062735806429288,71.053973976719902,71.05324907557889,71.045147114685122,71.027405736501336,71.027056268574583,71.01951669606926,71.019303784115237,71.009650235651421,71.004968197478718,70.997967787531323,70.979124866908805,70.961083075794107,70.957931772989781,70.950392200484472,70.95017928853045,70.935239745224209,70.921357257958263,71.881647724757968,71.812523229173209,71.743398733588435,71.674274238003647,71.641575110184959,71.632813271967976,71.60514974241886,71.579306403341334,71.572450614600157,71.563688776383202,71.510181907756589,71.503326119015426,71.494564280798429,71.441057412171801,71.434201623430639,71.425439785213669,71.371932916587042,71.365077127845851,71.35631528962891,71.33923378876834,71.330471959058997,71.329747057917984,71.321645097024216,71.302808421002254,71.281466179817784,71.270109293183538,71.261347463474223,71.252520601439414,71.237581058133216,71.212341684232996,70.716643843439044,70.713983771203957,70.71086962972845,70.709097320199803,70.707308914234787,70.706373857611922,70.70262688456971,70.69562647462233,70.681284643385254,70.6587417628851,70.65559045157319,70.648050879067853,70.647519347854271,70.644859275619169,70.64174513414369,70.640986253527558,70.639972824615043,70.637249362027148,70.629303813915115,70.619015936541643,70.615142922957602,70.612160147800466,70.603460474837533,70.586465955988388,70.583076890442172,70.578926383483108,70.578394852269469,70.572620638558902,70.570848329030284,70.568124866442375,70.917484235866624,70.910000371324017,70.905801796254181,70.888807277405022,70.881267704899699,70.881054792945662,70.855424365822174,70.854892834608549,70.852232762373461,70.84734631136935,70.844622848781484,70.843073753947024,70.840875875739229,70.825318244589468,70.819682781820234,70.813635796469384,70.811930297360931,70.793839442742694,70.7862998702374,70.785768339023775,70.783108266788702,70.77822181578459,70.775498353196681,70.771751380154512,70.750907754162256,70.742805801776157,70.733152253312326,70.724714947157949,70.721469805192243,70.717175374652641,70.398161471622259,70.388140580700551,70.386443844451193,70.378943321968606,70.372298726640153,70.364570999384753,70.345178034945263,70.345173006935767,70.342517954202563,70.339403821234669,70.338644940618565,70.337631511706036,70.334908040610529,70.3290369760375,70.326962492498495,70.319016085115749,70.31731934886642,70.309818826383832,70.306578908103077,70.30317423105538,70.282457777119816,70.280735569025566,70.276053539360475,70.272405008107626,70.270279325649966,70.268507016121305,70.265783545025769,70.259912480452712,70.253007015658639,70.249891589530989,70.552551521699556,70.54989144095687,70.545004998460371,70.543035652215693,70.542281527364864,70.529504997997705,70.524692835620741,70.522976931680461,70.517341460403642,70.51129448356042,70.503496142974157,70.490910890657418,70.483427026114811,70.480766945372082,70.475880502875597,70.473911156630948,70.473157031780076,70.467285967207019,70.455568340035953,70.437339006720563,70.434371647389383,70.430810931895721,70.419128492283278,70.414302530530023,70.411642449787308,70.408528316819485,70.406756007290809,70.40478666104616,70.404032536195317,70.398744899380262,70.0841025315422,70.081103098445041,70.076972405756763,70.069957405223533,70.062229686475789,70.049359768851687,70.042831694026802,70.040712621997798,70.040525547716754,70.026695663128507,70.020824598555421,70.016674763699143,70.014978035957412,70.011978602860268,70.007847910171989,70.005959794780708,70.004237586686472,70.000832909638788,69.995907025768545,69.980116455703183,69.971588126413039,69.971401052131966,69.970063695198633,69.96074054055461,69.957571167543691,69.957193769066905,69.951700102970662,69.950678506733141,69.95066570274966,69.949447733391253,70.24819485328166,70.240694330799073,70.23404973547062,70.22716368508874,70.225945715730361,70.222351522711762,70.214412908318309,70.201154830065136,70.19078798486791,70.190291777335005,70.18856957774841,70.180767093946244,70.180239016830456,70.171569835214314,70.164944654298054,70.164925239885832,70.160841024381483,70.15322702712696,70.134997685303958,70.132030334480405,70.111642598361442,70.10244533962954,70.098125786057878,70.096403586471254,70.095820158713266,70.095800744301073,70.089949094140181,70.088073017045701,70.0876967245608,70.085799259283903,69.821847623868564,69.813451111801115,69.811198742221706,69.809301276944836,69.804605116105975,69.800474423417668,69.795784473148842,69.793459422884439,69.787607772723575,69.787069163161632,69.785731704136722,69.785355411651821,69.778761785536034,69.7764085494927,69.775668377155412,69.774631084340143,69.772861786512607,69.769266683177548,69.768709595042722,69.766346515671202,69.764214639658718,69.76402756537766,69.762715229384824,69.752723128283776,69.747018447435025,69.74580047807666,69.738371309088777,69.738184226300135,69.729262946585095,69.728276810150362,69.947550268114384,69.947047220446748,69.945853540372667,69.942854107275508,69.938723414587216,69.931708414053986,69.923604402821368,69.913917368324974,69.913793794995939,69.91207159540933,69.902463630828237,69.902276556547207,69.890972119453323,69.88844667195896,69.887950464426041,69.882575607385874,69.878425772529624,69.877897695413836,69.873729611690734,69.869598919002442,69.868574549277469,69.865027777789749,69.862583918469241,69.858512515455985,69.858499702964906,69.854881220661952,69.844792872740214,69.838391178762322,69.83333913524352,69.833152060962448,69.611576055415981,69.611452482086946,69.607551486907141,69.600122317919258,69.599935235130602,69.592076566938417,69.590027818980829,69.588630806544359,69.58437760398084,69.582014533116919,69.580234285969269,69.579695676407312,69.5783832383229,69.571388298781756,69.570723214788856,69.567257597585808,69.566233227860891,69.56268646488077,69.561893196423256,69.556732416882497,69.556171194039365,69.552539907752987,69.544930955523185,69.542451559831207,69.53823471037164,69.536049857345702,69.530997822334484,69.530810739545828,69.520473875237528,69.519506310959571,69.718483277138816,69.717944667576845,69.709637289951289,69.706543881570653,69.705506588755398,69.703618473364088,69.700142187592789,69.693565712859552,69.684242558215573,69.683598632699031,69.680695786727824,69.67654360376558,69.67418052439406,69.672949751052201,69.670549238107668,69.669246813504031,69.669059730715375,69.658399227645688,69.654852456157883,69.649358781554056,69.648820171992085,69.648337193824162,69.647106420482302,69.644705899030143,69.640512794366543,69.637419385985879,69.637096946800327,69.636382093170596,69.631017692008015,69.614474137114271]
[10,69.776965101646809,69.768378508531669,69.759728183737579,69.734610373493979,69.722506765518929,69.720352844875265,69.709223095973755,69.7006365028586,69.691986178064525,69.674257148876151,69.666868367820939,69.652610839202197,69.641481090300701,69.632894497185504,69.632184094067313,69.624244172391428,69.606857621771312,69.606515143203097,69.599126362147871,69.598917708432936,69.589457230938393,69.584868833529143,69.578008431780702,69.559542369570636,69.54186141427823,69.538773137529986,69.531384356474774,69.531175702759839,69.516534950319723,69.502930112799092,70.444014770262811,70.376272764589743,70.308530758916675,70.240788753243564,70.208743607981262,70.200157006528613,70.173046747570481,70.147720275274509,70.141001602308151,70.132415000855545,70.079978269601455,70.073259596635125,70.064672995182463,70.012236263928372,70.005517590962029,69.996930989509394,69.944494258255304,69.937775585288932,69.92918898383634,69.912449112992974,69.903862519877819,69.903152116759614,69.89521219508373,69.876752252582207,69.85583685622143,69.844707107319863,69.836120514204737,69.827470189410633,69.812829436970546,69.788094850548333,69.302310966570261,69.299704095779873,69.29665223713387,69.294915373795803,69.293162735950091,69.292246380459687,69.28857434687832,69.28171394512988,69.267658950517557,69.245566927627394,69.242478642541727,69.235089861486486,69.234568960897178,69.231962090106776,69.228910231460816,69.22816652845701,69.227173368122735,69.224504374786605,69.216717737636813,69.206635617810804,69.20284006449846,69.199916944844446,69.191391265340783,69.174736636868616,69.171415352633332,69.167347855813446,69.166826955224082,69.161168225787719,69.159431362449681,69.156762369113522,69.499134551149297,69.491800363897539,69.4876857603291,69.471031131856918,69.463642350801706,69.463433697086757,69.438315878505733,69.437794977916383,69.435188107125981,69.430399385141968,69.427730391805852,69.426212278868093,69.424058358224443,69.40881187969768,69.403289126183836,69.397363080540003,69.395691691413703,69.377962653887835,69.370573872832651,69.3700529722433,69.367446101452927,69.362657379468899,69.359988386132756,69.356316352551417,69.33588959907901,69.327949685740634,69.318489208246078,69.310220648214795,69.307040409088387,69.302831867159583,68.990198242189805,68.980377769086545,68.978714967562169,68.971364455529226,68.964852752107348,68.957279579397067,68.938274474246356,68.938269546797059,68.935667595118517,68.932615744809979,68.931872041806201,68.930878881471912,68.928209879798317,68.922456236516751,68.920423242648525,68.912635763413434,68.910972961889101,68.903622449856158,68.900447329941017,68.897110746434265,68.87680862157741,68.875120857645058,68.870532468573259,68.866956907945479,68.864873739136968,68.863136875798887,68.860467874125263,68.854714230843655,68.847946875345471,68.844893757740365,69.14150049126556,69.138893612137736,69.134104898491159,69.132174939171378,69.131435896817564,69.118914898037758,69.11419897890832,69.112517393046843,69.106994631195562,69.10106859388921,69.093426220114665,69.081092672844278,69.073758485592506,69.071151606464639,69.066362892818091,69.064432933498338,69.063693891144482,69.057940247862874,69.046456973235237,69.028592226586156,69.025684214441597,69.022194713257804,69.010745922437607,69.006016479919424,69.003409600791556,69.00035775048309,68.998620887144995,68.996690927825242,68.995951885471413,68.990770001392661,68.682420480911361,68.679481036476147,68.675432957641632,68.668558257119074,68.660985092746273,68.648372573474646,68.641975060146265,68.639898369557841,68.639715036762425,68.626161749865929,68.620408106584307,68.61634126842516,68.614678475238264,68.611739030803065,68.60769095196855,68.605840598885095,68.604152834952743,68.60081625144602,68.595988885253178,68.580514126589108,68.572156363884787,68.571973031089328,68.570662421294671,68.561525729743522,68.558419744192818,68.558049893685563,68.552666100911253,68.551664936598485,68.551652388694663,68.550458778723439,68.843230956216033,68.83588044418309,68.829368740761197,68.822620411386964,68.821426801415754,68.817904492257526,68.810124650151948,68.797131733463829,68.786972225170544,68.7864859417883,68.784798186193441,68.777151752067311,68.776634236493848,68.768138438510022,68.761645761212094,68.761626735088115,68.757624203893855,68.750162486584429,68.732297731597882,68.729389727790789,68.709409746394215,68.700396432836953,68.696163270336712,68.694475514741825,68.693903755538997,68.693884729415046,68.688150112257375,68.686311556704794,68.685942790069589,68.684083274098214,68.425410671391191,68.417182089565088,68.414974767377274,68.413115251405941,68.40851301378386,68.404464934949317,68.399868783685875,68.397590234426758,68.391855617269101,68.391327779898404,68.390017070053986,68.389648303418781,68.383186549825311,68.380880378502837,68.380155009612295,68.379138462653344,68.377404550782359,68.373881349513994,68.373335403141866,68.371019585357786,68.36893034686554,68.368747014070109,68.367460924797129,68.357668665718109,68.352078078486329,68.350884468515119,68.343603882907004,68.343420541774137,68.334677687653382,68.333711273947344,68.548599262752106,68.548106276037814,68.546936469565225,68.543997025129997,68.539948946295468,68.533074245772909,68.525132314764946,68.515639020958474,68.515517919096013,68.51383016350114,68.504414358211676,68.50423102541626,68.493152677064259,68.490677738519778,68.49019145513752,68.484924095238156,68.480857257079037,68.48033974150556,68.476255019456929,68.472206940622385,68.47120305829192,68.467727222233947,68.465332240099855,68.461342265146868,68.461329708905609,68.457783596248703,68.447897015285406,68.441623355187076,68.43667235253865,68.436489019743192,68.219344534307666,68.219223432445204,68.215400457168997,68.208119871560868,68.207936530428,68.200235035599647,68.198227262601208,68.196858190413479,68.192690051901224,68.190374242454581,68.188629600249882,68.188101762879171,68.186815573556444,68.17996053280612,68.179308750493078,68.175912445634097,68.174908563303674,68.171432735583153,68.170655332494789,68.165597768544842,68.16504777015858,68.161489109597923,68.154032336412726,68.151602528634584,68.147470016164206,68.145328860198788,68.1403778658878,68.140194524754904,68.130064397732781,68.129116184740369,68.324113611596047,68.323585774225307,68.315444544152257,68.312413003939241,68.31139645698029,68.309546103896807,68.306139343840925,68.299694398602355,68.290557707051263,68.289926660045055,68.287081870993262,68.283012731690278,68.280696913906183,68.279490756031166,68.277138253345512,68.27586187723395,68.275678536101069,68.265231243092771,68.261755407034727,68.256371605922979,68.255843768552239,68.255370449947677,68.254164292072659,68.25181178104954,68.247702538479203,68.244670998266159,68.244355007864314,68.243654451307194,68.238397338167857,68.222184654371986]
[]
[]
[]
[]
[null,null,"eff"]
[null,"Wood Pallets"]
[null,"Within 500 meters of coast"]
[null,0.08]
[null,"Soft (0-60 mg/L salts)"]
[null,"5 Days a week"]
[]
[null,"final"]

{"sheet":"Data2","index":2,"n_rows":16,"n_cols":360,"rows_kept":16,"cut":false,"hidden":true,"merged":[]}
["Wood Pallets","Wood Pallets","Wood Pallets","Wood Pallets","Wood Pallets","Wood Pallets","Wood Pallets","Wood Pallets","Wood Pallets","Wood Pallets","Wood Pallets","Wood Pallets","Wood Pallets","Wood Pallets","Wood Pallets","Wood Pallets","Wood Pallets","Wood Pallets","Wood Pallets","Wood Pallets","Wood Pallets","Wood Pallets","Wood Pallets","Wood Pallets","Wood Pallets","Wood Pallets","Wood Pallets","Wood Pallets","Wood Pallets","Wood Pallets","Wood Pallets","Wood Pallets","Wood Pallets","Wood Pallets","Wood Pallets","Wood Pallets","Wood Pallets","Wood Pallets","Wood Pallets","Wood Pallets","Wood Pallets","Wood Pallets","Wood Pallets","Wood Pallets","Wood Pallets","Wood Pallets","Wood Pallets","Wood Pallets","Wood Pallets","Wood Pallets","Wood Pallets","Wood Pallets","Wood Pallets","Wood Pallets","Wood Pallets","Wood Pallets","Wood Pallets","Wood Pallets","Wood Pallets","Wood Pallets","Wood Logs","Wood Logs","Wood Logs","Wood Logs","Wood Logs","Wood Logs","Wood Logs","Wood Logs","Wood Logs","Wood Logs","Wood Logs","Wood Logs","Wood Logs","Wood Logs","Wood Logs","Wood Logs","Wood Logs","Wood Logs","Wood Logs","Wood Logs","Wood Logs","Wood Logs","Wood Logs","Wood Logs","Wood Logs","Wood Logs","Wood Logs","Wood Logs","Wood Logs","Wood Logs","Wood Logs","Wood Logs","Wood Logs","Wood Logs","Wood Logs","Wood Logs","Wood Logs","Wood Logs","Wood Logs","Wood Logs","Wood Logs","Wood Logs","Wood Logs","Wood Logs","Wood Logs","Wood Logs","Wood Logs","Wood Logs","Wood Logs","Wood Logs","Wood Logs","Wood Logs","Wood Logs","Wood Logs","Wood Logs","Wood Logs","Wood Logs","Wood Logs","Wood Logs","Wood Logs","Wood Chip","Wood Chip","Wood Chip","Wood Chip","Wood Chip","Wood Chip","Wood Chip","Wood Chip","Wood Chip","Wood Chip","Wood Chip","Wood Chip","Wood Chip","Wood Chip","Wood Chip","Wood Chip","Wood Chip","Wood Chip","Wood Chip","Wood Chip","Wood Chip","Wood Chip","Wood Chip","Wood Chip","Wood Chip","Wood Chip","Wood Chip","Wood Chip","Wood Chip","Wood Chip","Wood Chip","Wood Chip","Wood Chip","Wood Chip","Wood Chip","Wood Chip","Wood Chip","Wood Chip","Wood Chip","Wood Chip","Wood Chip","Wood Chip","Wood Chip","Wood Chip","Wood Chip","Wood Chip","Wood Chip","Wood Chip","Wood Chip","Wood Chip","Wood Chip","Wood Chip","Wood Chip","Wood Chip","Wood Chip","Wood Chip","Wood Chip","Wood Chip","Wood Chip","Wood Chip","Rice Husk","Rice Husk","Rice Husk","Rice Husk","Rice Husk","Rice Husk","Rice Husk","Rice Husk","Rice Husk","Rice Husk","Rice Husk","Rice Husk","Rice Husk","Rice Husk","Rice Husk","Rice Husk","Rice Husk","Rice Husk","Rice Husk","Rice Husk","Rice Husk","Rice Husk","Rice Husk","Rice Husk","Rice Husk","Rice Husk","Rice Husk","Rice Husk","Rice Husk","Rice Husk","Rice Husk","Rice Husk","Rice Husk","Rice Husk","Rice Husk","Rice Husk","Rice Husk","Rice Husk","Rice Husk","Rice Husk","Rice Husk","Rice Husk","Rice Husk","Rice Husk","Rice Husk","Rice Husk","Rice Husk","Rice Husk","Rice Husk","Rice Husk","Rice Husk","Rice Husk","Rice Husk","Rice Husk","Rice Husk","Rice Husk","Rice Husk","Rice Husk","Rice Husk","Rice Husk","Sugar Cane","Sugar Cane","Sugar Cane","Sugar Cane","Sugar Cane","Sugar Cane","Sugar Cane","Sugar Cane","Sugar Cane","Sugar Cane","Sugar Cane","Sugar Cane","Sugar Cane","Sugar Cane","Sugar Cane","Sugar Cane","Sugar Cane","Sugar Cane","Sugar Cane","Sugar Cane","Sugar Cane","Sugar Cane","Sugar Cane","Sugar Cane","Sugar Cane","Sugar Cane","Sugar Cane","Sugar Cane","Sugar Cane","Sugar Cane","Sugar Cane","Sugar Cane","Sugar Cane","Sugar Cane","Sugar Cane","Sugar Cane","Sugar Cane","Sugar Cane","Sugar Cane","Sugar Cane","Sugar Cane","Sugar Cane","Sugar Cane","Sugar Cane","Sugar Cane","Sugar Cane","Sugar Cane","Sugar Cane","Sugar Cane","Sugar Cane","Sugar Cane","Sugar Cane","Sugar Cane","Sugar Cane","Sugar Cane","Sugar Cane","Sugar Cane","Sugar Cane","Sugar Cane","Sugar Cane","Corn Waste","Corn Waste","Corn Waste","Corn Waste","Corn Waste","Corn Waste","Corn Waste","Corn Waste","Corn Waste","Corn Waste","Corn Waste","Corn Waste","Corn Waste","Corn Waste","Corn Waste","Corn Waste","Corn Waste","Corn Waste","Corn Waste","Corn Waste","Corn Waste","Corn Waste","Corn Waste","Corn Waste","Corn Waste","Corn Waste","Corn Waste","Corn Waste","Corn Waste","Corn Waste","Corn Waste","Corn Waste","Corn Waste","Corn Waste","Corn Waste","Corn Waste","Corn Waste","Corn Waste","Corn Waste","Corn Waste","Corn Waste","Corn Waste","Corn Waste","Corn Waste","Corn Waste","Corn Waste","Corn Waste","Corn Waste","Corn Waste","Corn Waste","Corn Waste","Corn Waste","Corn Waste","Corn Waste","Corn Waste","Corn Waste","Corn Waste","Corn Waste","Corn Waste","Corn Waste"]
["With in 500 meters of costal location","With in 500 meters of costal location","With in 500 meters of costal location","With in 500 meters of costal location","With in 500 meters of costal location","With in 500 meters of costal location","With in 500 meters of costal location","With in 500 meters of costal location","With in 500 meters of costal location","With in 500 meters of costal location","With in 500 meters of costal location","With in 500 meters of costal location","With in 500 meters of costal location","With in 500 meters of costal location","With in 500 meters of costal location","With in 500 meters of costal location","With in 500 meters of costal location","With in 500 meters of costal location","With in 500 meters of costal location","With in 500 meters of costal location","With in 500 meters of costal location","With in 500 meters of costal location","With in 500 meters of costal location","With in 500 meters of costal location","With in 500 meters of costal location","With in 500 meters of costal location","With in 500 meters of costal location","With in 500 meters of costal location","With in 500 meters of costal location","With in 500 meters of costal location","Not with in 500 meters of costal location","Not with in 500 meters of costal location","Not with in 500 meters of costal location","Not with in 500 meters of costal location","Not with in 500 meters of costal location","Not with in 500 meters of costal location","Not with in 500 meters of costal location","Not with in 500 meters of costal location","Not with in 500 meters of costal location","Not with in 500 meters of costal location","Not with in 500 meters of costal location","Not with in 500 meters of costal location","Not with in 500 meters of costal location","Not with in 500 meters of costal location","Not with in 500 meters of costal location","Not with in 500 meters of costal location","Not with in 500 meters of costal location","Not with in 500 meters of costal location","Not with in 500 meters of costal location","Not with in 500 meters of costal location","Not with in 500 meters of costal location","Not with in 500 meters of costal location","Not with in 500 meters of costal location","Not with in 500 meters of costal location","Not with in 500 meters of costal location","Not with in 500 meters of costal location","Not with in 500 meters of costal location","Not with in 500 meters of costal location","Not with in 500 meters of costal location","Not with in 500 meters of costal location","With in 500 meters of costal location","With in 500 meters of costal location","With in 500 meters of costal location","With in 500 meters of costal location","With in 500 meters of costal location","With in 500 meters of costal location","With in 500 meters of costal location","With in 500 meters of costal location","With in 500 meters of costal location","With in 500 meters of costal location","With in 500 meters of costal location","With in 500 meters of costal location","With in 500 meters of costal location","With in 500 meters of costal location","With in 500 meters of costal location","With in 500 meters of costal location","With in 500 meters of costal location","With in 500 meters of costal location","With in 500 meters of costal location","With in 500 meters of costal location","With in 500 meters of costal location","With in 500 meters of costal location","With in 500 meters of costal location","With in 500 meters of costal location","With in 500 meters of costal location","With in 500 meters of costal location","With in 500 meters of costal location","With in 500 meters of costal location","With in 500 meters of costal location","With in 500 meters of costal location","Not with in 500 meters of costal location","Not with in 500 meters of costal location","Not with in 500 meters of costal location","Not with in 500 meters of costal location","Not with in 500 meters of costal location","Not with in 500 meters of costal location","Not with in 500 meters of costal location","Not with in 500 meters of costal location","Not with in 500 meters of costal location","Not with in 500 meters of costal location","Not with in 500 meters of costal location","Not with in 500 meters of costal location","Not with in 500 meters of costal location","Not with in 500 meters of costal location","Not with in 500 meters of costal location","Not with in 500 meters of costal location","Not with in 500 meters of costal location","Not with in 500 meters of costal location","Not with in 500 meters of costal location","Not with in 500 meters of costal location","Not with in 500 meters of costal location","Not with in 500 meters of costal location","Not with in 500 meters of costal location","Not with in 500 meters of costal location","Not with in 500 meters of costal location","Not with in 500 meters of costal location","Not with in 500 meters of costal location","Not with in 500 meters of costal location","Not with in 500 meters of costal location","Not with in 500 meters of costal location","With in 500 meters of costal location","With in 500 meters of costal location","With in 500 meters of costal location","With in 500 meters of costal location","With in 500 meters of costal location","With in 500 meters of costal location","With in 500 meters of costal location","With in 500 meters of costal location","With in 500 meters of costal location","With in 500 meters of costal location","With in 500 meters of costal location","With in 500 meters of costal location","With in 500 meters of costal location","With in 500 meters of costal location","With in 500 meters of costal location","With in 500 meters of costal location","With in 500 meters of costal location","With in 500 meters of costal location","With in 500 meters of costal location","With in 500 meters of costal location","With in 500 meters of costal location","With in 500 meters of costal location","With in 500 meters of costal location","With in 500 meters of costal location","With in 500 meters of costal location","With in 500 meters of costal location","With in 500 meters of costal location","With in 500 meters of costal location","With in 500 meters of costal location","With in 500 meters of costal location","Not with in 500 meters of costal location","Not with in 500 meters of costal location","Not with in 500 meters of costal location","Not with in 500 meters of costal location","Not with in 500 meters of costal location","Not with in 500 meters of costal location","Not with in 500 meters of costal location","Not with in 500 meters of costal location","Not with in 500 meters of costal location","Not with in 500 meters of costal location","Not with in 500 meters of costal location","Not with in 500 meters of costal location","Not with in 500 meters of costal location","Not with in 500 meters of costal location","Not with in 500 meters of costal location","Not with in 500 meters of costal location","Not with in 500 meters of costal location","Not with in 500 meters of costal location","Not with in 500 meters of costal location","Not with in 500 meters of costal location","Not with in 500 meters of costal location","Not with in 500 meters of costal location","Not with in 500 meters of costal location","Not with in 500 meters of costal location","Not with in 500 meters of costal location","Not with in 500 meters of costal location","Not with in 500 meters of costal location","Not with in 500 meters of costal location","Not with in 500 meters of costal location","Not with in 500 meters of costal location","With in 500 meters of costal location","With in 500 meters of costal location","With in 500 meters of costal location","With in 500 meters of costal location","With in 500 meters of costal location","With in 500 meters of costal location","With in 500 meters of costal location","With in 500 meters of costal location","With in 500 meters of costal location","With in 500 meters of costal location","With in 500 meters of costal location","With in 500 meters of costal location","With in 500 meters of costal location","With in 500 meters of costal location","With in 500 meters of costal location","With in 500 meters of costal location","With in 500 meters of costal location","With in 500 meters of costal location","With in 500 meters of costal location","With in 500 meters of costal location","With in 500 meters of costal location","With in 500 meters of costal location","With in 500 meters of costal location","With in 500 meters of costal location","With in 500 meters of costal location","With in 500 meters of costal location","With in 500 meters of costal location","With in 500 meters of costal location","With in 500 meters of costal location","With in 500 meters of costal location","Not with in 500 meters of costal location","Not with in 500 meters of costal location","Not with in 500 meters of costal location","Not with in 500 meters of costal location","Not with in 500 meters of costal location","Not with in 500 meters of costal location","Not with in 500 meters of costal location","Not with in 500 meters of costal location","Not with in 500 meters of costal location","Not with in 500 meters of costal location","Not with in 500 meters of costal location","Not with in 500 meters of costal location","Not with in 500 meters of costal location","Not with in 500 meters of costal location","Not with in 500 meters of costal location","Not with in 500 meters of costal location","Not with in 500 meters of costal location","Not with in 500 meters of costal location","Not with in 500 meters of costal location","Not with in 500 meters of costal location","Not with in 500 meters of costal location","Not with in 500 meters of costal location","Not with in 500 meters of costal location","Not with in 500 meters of costal location","Not with in 500 meters of costal location","Not with in 500 meters of costal location","Not with in 500 meters of costal location","Not with in 500 meters of costal location","Not with in 500 meters of costal location","Not with in 500 meters of costal location","With in 500 meters of costal location","With in 500 meters of costal location","With in 500 meters of costal location","With in 500 meters of costal location","With in 500 meters of costal location","With in 500 meters of costal location","With in 500 meters of costal location","With in 500 meters of costal location","With in 500 meters of costal location","With in 500 meters of costal location","With in 500 meters of costal location","With in 500 meters of costal location","With in 500 meters of costal location","With in 500 meters of costal location","With in 500 meters of costal location","With in 500 meters of costal location","With in 500 meters of costal location","With in 500 meters of costal location","With in 500 meters of costal location","With in 500 meters of costal location","With in 500 meters of costal location","With in 500 meters of costal location","With in 500 meters of costal location","With in 500 meters of costal location","With in 500 meters of costal location","With in 500 meters of costal location","With in 500 meters of costal location","With in 500 meters of costal location","With in 500 meters of costal location","With in 500 meters of costal location","Not with in 500 meters of costal location","Not with in 500 meters of costal location","Not with in 500 meters of costal location","Not with in 500 meters of costal location","Not with in 500 meters of costal location","Not with in 500 meters of costal location","Not with in 500 meters of costal location","Not with in 500 meters of costal location","Not with in 500 meters of costal location","Not with in 500 meters of costal location","Not with in 500 meters of costal location","Not with in 500 meters of costal location","Not with in 500 meters of costal location","Not with in 500 meters of costal location","Not with in 500 meters of costal location","Not with in 500 meters of costal location","Not with in 500 meters of costal location","Not with in 500 meters of costal location","Not with in 500 meters of costal location","Not with in 500 meters of costal location","Not with in 500 meters of costal location","Not with in 500 meters of costal location","Not with in 500 meters of costal location","Not with in 500 meters of costal location","Not with in 500 meters of costal location","Not with in 500 meters of costal location","Not with in 500 meters of costal location","Not with in 500 meters of costal location","Not with in 500 meters of costal location","Not with in 500 meters of costal location","With in 500 meters of costal location","With in 500 meters of costal location","With in 500 meters of costal location","With in 500 meters of costal location","With in 500 meters of costal location","With in 500 meters of costal location","With in 500 meters of costal location","With in 500 meters of costal location","With in 500 meters of costal location","With in 500 meters of costal location","With in 500 meters of costal location","With in 500 meters of costal location","With in 500 meters of costal location","With in 500 meters of costal location","With in 500 meters of costal location","With in 500 meters of costal location","With in 500 meters of costal location","With in 500 meters of costal location","With in 500 meters of costal location","With in 500 meters of costal location","With in 500 meters of costal location","With in 500 meters of costal location","With in 500 meters of costal location","With in 500 meters of costal location","With in 500 meters of costal location","With in 500 meters of costal location","With in 500 meters of costal location","With in 500 meters of costal location","With in 500 meters of costal location","With in 500 meters of costal location","Not with in 500 meters of costal location","Not with in 500 meters of costal location","Not with in 500 meters of costal location","Not with in 500 meters of costal location","Not with in 500 meters of costal location","Not with in 500 meters of costal location","Not with in 500 meters of costal location","Not with in 500 meters of costal location","Not with in 500 meters of costal location","Not with in 500 meters of costal location","Not with in 500 meters of costal location","Not with in 500 meters of costal location","Not with in 500 meters of costal location","Not with in 500 meters of costal location","Not with in 500 meters of costal location","Not with in 500 meters of costal location","Not with in 500 meters of costal location","Not with in 500 meters of costal location","Not with in 500 meters of costal location","Not with in 500 meters of costal location","Not with in 500 meters of costal location","Not with in 500 meters of costal location","Not with in 500 meters of costal location","Not with in 500 meters of costal location","Not with in 500 meters of costal location","Not with in 500 meters of costal location","Not with in 500 meters of costal location","Not with in 500 meters of costal location","Not with in 500 meters of costal location","Not with in 500 meters of costal location"]
["a","a","a","a","a","a","b","b","b","b","b","b","c","c","c","c","c","c","d","d","d","d","d","d","e","e","e","e","e","e","a","a","a","a","a","a","b","b","b","b","b","b","c","c","c","c","c","c","d","d","d","d","d","d","e","e","e","e","e","e","a","a","a","a","a","a","b","b","b","b","b","b","c","c","c","c","c","c","d","d","d","d","d","d","e","e","e","e","e","e","a","a","a","a","a","a","b","b","b","b","b","b","c","c","c","c","c","c","d","d","d","d","d","d","e","e","e","e","e","e","a","a","a","a","a","a","b","b","b","b","b","b","c","c","c","c","c","c","d","d","d","d","d","d","e","e","e","e","e","e","a","a","a","a","a","a","b","b","b","b","b","b","c","c","c","c","c","c","d","d","d","d","d","d","e","e","e","e","e","e","a","a","a","a","a","a","b","b","b","b","b","b","c","c","c","c","c","c","d","d","d","d","d","d","e","e","e","e","e","e","a","a","a","a","a","a","b","b","b","b","b","b","c","c","c","c","c","c","d","d","d","d","d","d","e","e","e","e","e","e","a","a","a","a","a","a","b","b","b","b","b","b","c","c","c","c","c","c","d","d","d","d","d","d","e","e","e","e","e","e","a","a","a","a","a","a","b","b","b","b","b","b","c","c","c","c","c","c","d","d","d","d","d","d","e","e","e","e","e","e","a","a","a","a","a","a","b","b","b","b","b","b","c","c","c","c","c","c","d","d","d","d","d","d","e","e","e","e","e","e","a","a","a","a","a","a","b","b","b","b","b","b","c","c","c","c","c","c","d","d","d","d","d","d","e","e","e","e","e","e"]
["Soft Water","Soft Water","Moderate Water","Moderate Water","Soft Water","Soft Water","Soft Water","Soft Water","Moderate Water","Moderate Water","Soft Water","Soft Water","Soft Water","Soft Water","Moderate Water","Moderate Water","Soft Water","Soft Water","Soft Water","Soft Water","Moderate Water","Moderate Water","Soft Water","Soft Water","Soft Water","Soft Water","Moderate Water","Moderate Water","Soft Water","Soft Water","Soft Water","Soft Water","Moderate Water","Moderate Water","Soft Water","Soft Water","Soft Water","Soft Water","Moderate Water","Moderate Water","Soft Water","Soft Water","Soft Water","Soft Water","Moderate Water","Moderate Water","Soft Water","Soft Water","Soft Water","Soft Water","Moderate Water","Moderate Water","Soft Water","Soft Water","Soft Water","Soft Water","Moderate Water","Moderate Water","Soft Water","Soft Water","Soft Water","Soft Water","Moderate Water","Moderate Water","Soft Water","Soft Water","Soft Water","Soft Water","Moderate Water","Moderate Water","Soft Water","Soft Water","Soft Water","Soft Water","Moderate Water","Moderate Water","Soft Water","Soft Water","Soft Water","Soft Water","Moderate Water","Moderate Water","Soft Water","Soft Water","Soft Water","Soft Water","Moderate Water","Moderate Water","Soft Water","Soft Water","Soft Water","Soft Water","Moderate Water","Moderate Water","Soft Water","Soft Water","Soft Water","Soft Water","Moderate Water","Moderate Water","Soft Water","Soft Water","Soft Water","Soft Water","Moderate Water","Moderate Water","Soft Water","Soft Water","Soft Water","Soft Water","Moderate Water","Moderate Water","Soft Water","Soft Water","Soft Water","Soft Water","Moderate Water","Moderate Water","Soft Water","Soft Water","Soft Water","Soft Water","Moderate Water","Moderate Water","Soft Water","Soft Water","Soft Water","Soft Water","Moderate Water","Moderate Water","Soft Water","Soft Water","Soft Water","Soft Water","Moderate Water","Moderate Water","Soft Water","Soft Water","Soft Water","Soft Water","Moderate Water","Moderate Water","Soft Water","Soft Water","Soft Water","Soft Water","Moderate Water","Moderate Water","Soft Water","Soft Water","Soft Water","Soft Water","Moderate Water","Moderate Water","Soft Water","Soft Water","Soft Water","Soft Water","Moderate Water","Moderate Water","Soft Water","Soft Water","Soft Water","Soft Water","Moderate Water","Moderate Water","Soft Water","Soft Water","Soft Water","Soft Water","Moderate Water","Moderate Water","Soft Water","Soft Water","Soft Water","Soft Water","Moderate Water","Moderate Water","Soft Water","Soft Water","Soft Water","Soft Water","Moderate Water","Moderate Water","Soft Water","Soft Water","Soft Water","Soft Water","Moderate Water","Moderate Water","Soft Water","Soft Water","Soft Water","Soft Water","Moderate Water","Moderate Water","Soft Water","Soft Water","Soft Water","Soft Water","Moderate Water","Moderate Water","Soft Water","Soft Water","Soft Water","Soft Water","Moderate Water","Moderate Water","Soft Water","Soft Water","Soft Water","Soft Water","Moderate Water","Moderate Water","Soft Water","Soft Water","Soft Water","Soft Water","Moderate Water","Moderate Water","Soft Water","Soft Water","Soft Water","Soft Water","Moderate Water","Moderate Water","Soft Water","Soft Water","Soft Water","Soft Water","Moderate Water","Moderate Water","Soft Water","Soft Water","Soft Water","Soft Water","Moderate Water","Moderate Water","Soft Water","Soft Water","Soft Water","Soft Water","Moderate Water","Moderate Water","Soft Water","Soft Water","Soft Water","Soft Water","Moderate Water","Moderate Water","Soft Water","Soft Water","Soft Water","Soft Water","Moderate Water","Moderate Water","Soft Water","Soft Water","Soft Water","Soft Water","Moderate Water","Moderate Water","Soft Water","Soft Water","Soft Water","Soft Water","Moderate Water","Moderate Water","Soft Water","Soft Water","Soft Water","Soft Water","Moderate Water","Moderate Water","Soft Water","Soft Water","Soft Water","Soft Water","Moderate Water","Moderate Water","Soft Water","Soft Water","Soft Water","Soft Water","Moderate Water","Moderate Water","Soft Water","Soft Water","Soft Water","Soft Water","Moderate Water","Moderate Water","Soft Water","Soft Water","Soft Water","Soft Water","Moderate Water","Moderate Water","Soft Water","Soft Water","Soft Water","Soft Water","Moderate Water","Moderate Water","Soft Water","Soft Water","Soft Water","Soft Water","Moderate Water","Moderate Water","Soft Water","Soft Water","Soft Water","Soft Water","Moderate Water","Moderate Water","Soft Water","Soft Water","Soft Water","Soft Water","Moderate Water","Moderate Water","Soft Water","Soft Water","Soft Water","Soft Water","Moderate Water","Moderate Water","Soft Water","Soft Water","Soft Water","Soft Water","Moderate Water","Moderate Water","Soft Water","Soft Water","Soft Water","Soft Water","Moderate Water","Moderate Water","Soft Water","Soft Water","Soft Water","Soft Water","Moderate Water","Moderate Water","Soft Water","Soft Water","Soft Water","Soft Water","Moderate Water","Moderate Water","Soft Water","Soft Water","Soft Water","Soft Water","Moderate Water","Moderate Water","Soft Water","Soft Water"]
["5 Days a week","7 Days a week Days a week","5 Days a week","7 Days a week Days a week","5 Days a week","7 Days a week Days a week","5 Days a week","7 Days a week Days a week","5 Days a week","7 Days a week Days a week","5 Days a week","7 Days a week Days a week","5 Days a week","7 Days a week Days a week","5 Days a week","7 Days a week Days a week","5 Days a week","7 Days a week Days a week","5 Days a week","7 Days a week Days a week","5 Days a week","7 Days a week Days a week","5 Days a week","7 Days a week Days a week","5 Days a week","7 Days a week Days a week","5 Days a week","7 Days a week Days a week","5 Days a week","7 Days a week Days a week","5 Days a week","7 Days a week Days a week","5 Days a week","7 Days a week Days a week","5 Days a week","7 Days a week Days a week","5 Days a week","7 Days a week Days a week","5 Days a week","7 Days a week Days a week","5 Days a week","7 Days a week Days a week","5 Days a week","7 Days a week Days a week","5 Days a week","7 Days a week Days a week","5 Days a week","7 Days a week Days a week","5 Days a week","7 Days a week Days a week","5 Days a week","7 Days a week Days a week","5 Days a week","7 Days a week Days a week","5 Days a week","7 Days a week Days a week","5 Days a week","7 Days a week Days a week","5 Days a week","7 Days a week Days a week","5 Days a week","7 Days a week Days a week","5 Days a week","7 Days a week Days a week","5 Days a week","7 Days a week Days a week","5 Days a week","7 Days a week Days a week","5 Days a week","7 Days a week Days a week","5 Days a week","7 Days a week Days a week","5 Days a week","7 Days a week Days a week","5 Days a week","7 Days a week Days a week","5 Days a week","7 Days a week Days a week","5 Days a week","7 Days a week Days a week","5 Days a week","7 Days a week Days a week","5 Days a week","7 Days a week Days a week","5 Days a week","7 Days a week Days a week","5 Days a week","7 Days a week Days a week","5 Days a week","7 Days a week Days a week","5 Days a week","7 Days a week Days a week","5 Days a week","7 Days a week Days a week","5 Days a week","7 Days a week Days a week","5 Days a week","7 Days a week Days a week","5 Days a week","7 Days a week Days a week","5 Days a week","7 Days a week Days a week","5 Days a week","7 Days a week Days a week","5 Days a week","7 Days a week Days a week","5 Days a week","7 Days a week Days a week","5 Days a week","7 Days a week Days a week","5 Days a week","7 Days a week Days a week","5 Days a week","7 Days a week Days a week","5 Days a week","7 Days a week Days a week","5 Days a week","7 Days a week Days a week","5 Days a week","7 Days a week Days a week","5 Days a week","7 Days a week Days a week","5 Days a week","7 Days a week Days a week","5 Days a week","7 Days a week Days a week","5 Days a week","7 Days a week Days a week","5 Days a week","7 Days a week Days a week","5 Days a week","7 Days a week Days a week","5 Days a week","7 Days a week Days a week","5 Days a week","7 Days a week Days a week","5 Days a week","7 Days a week Days a week","5 Days a week","7 Days a week Days a week","5 Days a week","7 Days a week Days a week","5 Days a week","7 Days a week Days a week","5 Days a week","7 Days a week Days a week","5 Days a week","7 Days a week Days a week","5 Days a week","7 Days a week Days a week","5 Days a week","7 Days a week Days a week","5 Days a week","7 Days a week Days a week","5 Days a week","7 Days a week Days a week","5 Days a week","7 Days a week Days a week","5 Days a week","7 Days a week Days a week","5 Days a week","7 Days a week Days a week","5 Days a week","7 Days a week Days a week","5 Days a week","7 Days a week Days a week","5 Days a week","7 Days a week Days a week","5 Days a week","7 Days a week Days a week","5 Days a week","7 Days a week Days a week","5 Days a week","7 Days a week Days a week","5 Days a week","7 Days a week Days a week","5 Days a week","7 Days a week Days a week","5 Days a week","7 Days a week Days a week","5 Days a week","7 Days a week Days a week","5 Days a week","7 Days a week Days a week","5 Days a week","7 Days a week Days a week","5 Days a week","7 Days a week Days a week","5 Days a week","7 Days a week Days a week","5 Days a week","7 Days a week Days a week","5 Days a week","7 Days a week Days a week","5 Days a week","7 Days a week Days a week","5 Days a week","7 Days a week Days a week","5 Days a week","7 Days a week Days a week","5 Days a week","7 Days a week Days a week","5 Days a week","7 Days a week Days a week","5 Days a week","7 Days a week Days a week","5 Days a week","7 Days a week Days a week","5 Days a week","7 Days a week Days a week","5 Days a week","7 Days a week Days a week","5 Days a week","7 Days a week Days a week","5 Days a week","7 Days a week Days a week","5 Days a week","7 Days a week Days a week","5 Days a week","7 Days a week Days a week","5 Days a week","7 Days a week Days a week","5 Days a week","7 Days a week Days a week","5 Days a week","7 Days a week Days a week","5 Days a week","7 Days a week Days a week","5 Days a week","7 Days a week Days a week","5 Days a week","7 Days a week Days a week","5 Days a week","7 Days a week Days a week","5 Days a week","7 Days a week Days a week","5 Days a week","7 Days a week Days a week","5 Days a week","7 Days a week Days a week","5 Days a week","7 Days a week Days a week","5 Days a week","7 Days a week Days a week","5 Days a week","7 Days a week Days a week","5 Days a week","7 Days a week Days a week","5 Days a week","7 Days a week Days a week","5 Days a week","7 Days a week Days a week","5 Days a week","7 Days a week Days a week","5 Days a week","7 Days a week Days a week","5 Days a week","7 Days a week Days a week","5 Days a week","7 Days a week Days a week","5 Days a week","7 Days a week Days a week","5 Days a week","7 Days a week Days a week","5 Days a week","7 Days a week Days a week","5 Days a week","7 Days a week Days a week","5 Days a week","7 Days a week Days a week","5 Days a week","7 Days a week Days a week","5 Days a week","7 Days a week Days a week","5 Days a week","7 Days a week Days a week","5 Days a week","7 Days a week Days a week","5 Days a week","7 Days a week Days a week","5 Days a week","7 Days a week Days a week","5 Days a week","7 Days a week Days a week","5 Days a week","7 Days a week Days a week","5 Days a week","7 Days a week Days a week","5 Days a week","7 Days a week Days a week","5 Days a week","7 Days a week Days a week","5 Days a week","7 Days a week Days a week","5 Days a week","7 Days a week Days a week","5 Days a week","7 Days a week Days a week","5 Days a week","7 Days a week Days a week","5 Days a week","7 Days a week Days a week","5 Days a week","7 Days a week Days a week","5 Days a week","7 Days a week Days a week","5 Days a week","7 Days a week Days a week","5 Days a week","7 Days a week Days a week","5 Days a week","7 Days a week Days a week","5 Days a week","7 Days a week Days a week","5 Days a week","7 Days a week Days a week","5 Days a week","7 Days a week Days a week","5 Days a week","7 Days a week Days a week","5 Days a week","7 Days a week Days a week","5 Days a week","7 Days a week Days a week","5 Days a week","7 Days a week Days a week","5 Days a week","7 Days a week Days a week","5 Days a week","7 Days a week Days a week","5 Days a week","7 Days a week Days a week","5 Days a week","7 Days a week Days a week","5 Days a week","7 Days a week Days a week","5 Days a week","7 Days a week Days a week","5 Days a week","7 Days a week Days a week","5 Days a week","7 Days a week Days a week","5 Days a week","7 Days a week Days a week","5 Days a week","7 Days a week Days a week","5 Days a week","7 Days a week Days a week","5 Days a week","7 Days a week Days a week","5 Days a week","7 Days a week Days a week","5 Days a week","7 Days a week Days a week","5 Days a week","7 Days a week Days a week","5 Days a week","7 Days a week Days a week","5 Days a week","7 Days a week Days a week"]
[]
[84.49079922,84.409549220000002,84.328299220000005,84.247049219999994,84.208614159999996,84.198315359999995,84.165799219999997,84.135422559999995,84.127364159999999,84.117065359999998,84.054172559999998,84.046114160000002,84.035815360000001,83.972922560000001,83.964864160000005,83.954565360000004,83.891672560000004,83.883614159999993,83.873315360000007,83.853237500000006,83.842938709999999,83.842086649999999,83.832563480000005,83.810422560000006,83.785336560000005,83.771987499999994,83.761688710000001,83.751313479999993,83.733753309999997,83.704086559999993,83.690737499999997,83.680438710000004,83.670063479999996,83.639937090000004,83.625419980000004,83.622836559999996,83.6094875,83.599188710000007,83.588813479999999,83.567549220000004,83.558687090000006,83.541586559999999,83.528237500000003,83.517938709999996,83.517086649999996,83.507563480000002,83.486709989999994,83.486299220000006,83.477437089999995,83.477186829999994,83.465839900000006,83.460336560000002,83.452108170000002,83.429959909999994,83.408753309999994,83.405049219999995,83.396187089999998,83.395936829999997,83.378376660000001,83.362058970000007,83.357506560000004,83.348709909999997,83.343774839999995,83.323799219999998,83.314937090000001,83.314686829999999,83.284560429999999,83.283935659999997,83.280808969999995,83.275065359999999,83.271864160000007,83.270043329999993,83.267459909999999,83.249173229999997,83.242549220000001,83.235441499999993,83.233436830000002,83.212172559999999,83.203310430000002,83.20268566,83.199558969999998,83.193815360000002,83.190614159999996,83.186209910000002,83.161709990000006,83.152186830000005,83.140839900000003,83.130922560000002,83.12710817,83.122060430000005,83.121435660000003,83.118308970000001,83.114648560000006,83.112565360000005,83.110463240000001,83.109364159999998,83.104959910000005,83.096731520000006,83.079873910000003,83.053376659999998,83.049672560000005,83.040810429999993,83.040185660000006,83.037058970000004,83.033398559999995,83.032506560000002,83.031315359999994,83.028114160000001,83.018774840000006,83.006682310000002,83.002129909999994,82.998623910000006,82.988398180000004,82.968422559999993,82.964438999999999,82.959560429999996,82.958935659999995,82.952148559999998,82.950065359999996,82.946864160000004,82.928559010000001,82.925432310000005,82.919688710000003,82.917373909999995,82.916487500000002,82.901469770000006,82.895813480000001,82.89379658,82.887172559999996,82.880064849999997,82.870898560000001,82.856105659999997,82.847309010000004,82.844182309999994,82.838438710000005,82.836123909999998,82.835237500000005,82.828336559999997,82.814563480000004,82.793136439999998,82.789648560000003,82.785463239999999,82.771731520000003,82.766059010000006,82.762932309999997,82.759271909999995,82.757188709999994,82.754873910000001,82.753987499999994,82.747772330000004,82.74708656,82.735307849999998,82.733313480000007,82.724497249999999,82.716687089999994,82.707603800000001,82.684809009999995,82.684803099999996,82.681682309999999,82.678021909999998,82.677129910000005,82.675938709999997,82.672737499999997,82.665836560000002,82.663398180000002,82.654057850000001,82.652063479999995,82.643247250000002,82.639438999999996,82.635437089999996,82.611086650000004,82.609062339999994,82.603559009999998,82.599270469999993,82.596771910000001,82.59468871,82.591487499999999,82.584586560000005,82.576469770000003,82.572807850000004,82.570813479999998,82.561997250000005,82.554187089999999,82.546093119999995,82.544661500000004,82.540436830000004,82.531105659999994,82.515521910000004,82.503336559999994,82.502753310000003,82.500729010000001,82.491557850000007,82.49093714,82.480747249999993,82.47295991,82.472937090000002,82.468136439999995,82.459186829999993,82.437759779999993,82.434271910000007,82.410307849999995,82.399497249999996,82.394419979999995,82.392395680000007,82.391709910000003,82.391687090000005,82.384808969999995,82.382603799999998,82.382161499999995,82.379931189999994,82.377936829999996,82.374411249999994,82.369555969999993,82.361310430000003,82.352227150000004,82.337099649999999,82.32942645,82.326935660000004,82.326715770000007,82.310459910000006,82.303558969999997,82.298681189999996,82.296686829999999,82.293161249999997,82.288305969999996,82.286086650000001,82.284062340000006,82.280060430000006,82.274270470000005,82.25570999,82.245685660000007,82.245465769999996,82.243893819999997,82.232935240000003,82.229209909999994,82.228766309999997,82.22230897,82.221108169999994,82.221093120000006,82.219661500000001,82.217431189999999,82.216839899999997,82.215436830000002,82.21191125,82.207055969999999,82.198810429999995,82.189284850000007,82.177898560000003,82.17775331,82.175729009999998,82.164435659999995,82.164215769999998,82.150928359999995,82.147959909999997,82.147376660000006,82.141058970000003,82.136181190000002,82.135560479999995,82.130661250000003,82.125805970000002,82.124601909999996,82.120432980000004,82.117560429999997,82.11277484,82.112759780000005,82.108506559999995,82.096648560000006,82.089123909999998,82.083185659999998,82.082965770000001,82.069678359999997,82.059808970000006,82.057161500000007,82.054931190000005,82.049411250000006,82.044555970000005,82.039043329999998,82.03631043,82.029432310000004,82.028799219999996,82.027227150000002,82.026784849999999,82.019034599999998,82.016268569999994,82.015398559999994,82.014179310000003,82.012099649999996,82.007873910000001,82.0072191,82.004441499999999,82.001935660000001,82.001715770000004,82.000173230000001,81.98842836,81.981722989999994,81.980291370000003,81.971559009999993,81.971339110000002,81.960852900000006,81.959693779999995,81.948182310000007,81.947549219999999,81.937784600000001,81.934148559999997,81.932929310000006,81.930709989999997,81.926623910000004,81.918893819999994,81.90793524,81.907178360000003,81.903766309999995,81.898885770000007,81.896108170000005,81.894661499999998,81.891839899999994,81.890309009999996,81.890089110000005,81.877558590000007,81.873389660000001,81.866932309999996,81.866299220000002,81.865731519999997,81.864284850000004,81.861463240000006,81.856534600000003,81.85289856,81.852519560000005,81.851679309999994,81.845373910000006,81.825928360000006,81.822521910000006,81.822376660000003,81.817791369999995,81.809059009999999,81.808839109999994,81.799601910000007,81.797193780000001,81.795551709999998,81.790552430000005,81.787774839999997,81.785682309999999,81.785049220000005,81.783506560000006,81.775284600000006,81.774502850000005,81.770429309999997,81.769225250000005,81.765056329999993,81.764123909999995,81.75805785,81.757398179999996,81.753129909999998,81.744186229999997,81.741271909999995,81.736315360000006,81.733747249999993,81.727809010000001,81.727589109999997,81.715439000000003,81.714301710000001]
[{"$f":"A7/100*98","v":82.8009832356},{"$f":"B7/100*98","v":82.721358235600007},{"$f":"C7/100*98","v":82.6417332356},{"$f":"D7/100*98","v":82.562108235599993},{"$f":"E7/100*98","v":82.524441876799997},{"$f":"F7/100*98","v":82.5143490528},{"$f":"G7/100*98","v":82.482483235599986},{"$f":"H7/100*98","v":82.452714108799995},{"$f":"I7/100*98","v":82.44481687679999},{"$f":"J7/100*98","v":82.434724052799993},{"$f":"K7/100*98","v":82.373089108800002},{"$f":"L7/100*98","v":82.365191876800012},{"$f":"M7/100*98","v":82.3550990528},{"$f":"N7/100*98","v":82.293464108799995},{"$f":"O7/100*98","v":82.285566876800004},{"$f":"P7/100*98","v":82.275474052799993},{"$f":"Q7/100*98","v":82.213839108800002},{"$f":"R7/100*98","v":82.205941876799997},{"$f":"S7/100*98","v":82.195849052800014},{"$f":"T7/100*98","v":82.176172750000006},{"$f":"U7/100*98","v":82.166079935799999},{"$f":"V7/100*98","v":82.16524491700001},{"$f":"W7/100*98","v":82.155912210400004},{"$f":"X7/100*98","v":82.134214108800009},{"$f":"Y7/100*98","v":82.109629828799996},{"$f":"Z7/100*98","v":82.096547749999985},{"$f":"AA7/100*98","v":82.086454935800006},{"$f":"AB7/100*98","v":82.076287210399983},{"$f":"AC7/100*98","v":82.059078243799988},{"$f":"AD7/100*98","v":82.030004828799989},{"$f":"AE7/100*98","v":82.016922750000006},{"$f":"AF7/100*98","v":82.006829935799999},{"$f":"AG7/100*98","v":81.996662210400004},{"$f":"AH7/100*98","v":81.96713834820001},{"$f":"AI7/100*98","v":81.952911580399999},{"$f":"AJ7/100*98","v":81.950379828799996},{"$f":"AK7/100*98","v":81.937297749999999},{"$f":"AL7/100*98","v":81.927204935800006},{"$f":"AM7/100*98","v":81.917037210399997},{"$f":"AN7/100*98","v":81.896198235599996},{"$f":"AO7/100*98","v":81.887513348200002},{"$f":"AP7/100*98","v":81.870754828800003},{"$f":"AQ7/100*98","v":81.857672750000006},{"$f":"AR7/100*98","v":81.847579935799999},{"$f":"AS7/100*98","v":81.846744916999995},{"$f":"AT7/100*98","v":81.837412210400004},{"$f":"AU7/100*98","v":81.81697579019999},{"$f":"AV7/100*98","v":81.816573235600003},{"$f":"AW7/100*98","v":81.807888348199995},{"$f":"AX7/100*98","v":81.807643093399989},{"$f":"AY7/100*98","v":81.796523102000009},{"$f":"AZ7/100*98","v":81.79112982880001},{"$f":"BA7/100*98","v":81.783066006600009},{"$f":"BB7/100*98","v":81.761360711799995},{"$f":"BC7/100*98","v":81.740578243800002},{"$f":"BD7/100*98","v":81.736948235599996},{"$f":"BE7/100*98","v":81.728263348200002},{"$f":"BF7/100*98","v":81.728018093399996},{"$f":"BG7/100*98","v":81.710809126800001},{"$f":"BH7/100*98","v":81.694817790600013},{"$f":"BI7/100*98","v":81.690356428800001},{"$f":"BJ7/100*98","v":81.681735711800002},{"$f":"BK7/100*98","v":81.676899343199992},{"$f":"BL7/100*98","v":81.657323235599989},{"$f":"BM7/100*98","v":81.648638348199995},{"$f":"BN7/100*98","v":81.648393093399989},{"$f":"BO7/100*98","v":81.618869221400004},{"$f":"BP7/100*98","v":81.618256946800003},{"$f":"BQ7/100*98","v":81.615192790599991},{"$f":"BR7/100*98","v":81.609564052799996},{"$f":"BS7/100*98","v":81.606426876800015},{"$f":"BT7/100*98","v":81.604642463399983},{"$f":"BU7/100*98","v":81.602110711799995},{"$f":"BV7/100*98","v":81.584189765399998},{"$f":"BW7/100*98","v":81.57769823560001},{"$f":"BX7/100*98","v":81.570732669999998},{"$f":"BY7/100*98","v":81.56876809340001},{"$f":"BZ7/100*98","v":81.547929108799991},{"$f":"CA7/100*98","v":81.539244221399997},{"$f":"CB7/100*98","v":81.538631946799995},{"$f":"CC7/100*98","v":81.535567790599998},{"$f":"CD7/100*98","v":81.529939052800003},{"$f":"CE7/100*98","v":81.526801876799993},{"$f":"CF7/100*98","v":81.522485711800002},{"$f":"CG7/100*98","v":81.498475790200004},{"$f":"CH7/100*98","v":81.489143093400003},{"$f":"CI7/100*98","v":81.478023102000009},{"$f":"CJ7/100*98","v":81.468304108799998},{"$f":"CK7/100*98","v":81.464566006599995},{"$f":"CL7/100*98","v":81.459619221400004},{"$f":"CM7/100*98","v":81.459006946800002},{"$f":"CN7/100*98","v":81.455942790600005},{"$f":"CO7/100*98","v":81.452355588800003},{"$f":"CP7/100*98","v":81.450314052799996},{"$f":"CQ7/100*98","v":81.448253975200004},{"$f":"CR7/100*98","v":81.4471768768},{"$f":"CS7/100*98","v":81.442860711800009},{"$f":"CT7/100*98","v":81.434796889600008},{"$f":"CU7/100*98","v":81.418276431799995},{"$f":"CV7/100*98","v":81.392309126800001},{"$f":"CW7/100*98","v":81.388679108800005},{"$f":"CX7/100*98","v":81.379994221399983},{"$f":"CY7/100*98","v":81.379381946800009},{"$f":"CZ7/100*98","v":81.376317790599998},{"$f":"DA7/100*98","v":81.372730588799996},{"$f":"DB7/100*98","v":81.371856428800001},{"$f":"DC7/100*98","v":81.370689052799989},{"$f":"DD7/100*98","v":81.367551876799993},{"$f":"DE7/100*98","v":81.358399343200006},{"$f":"DF7/100*98","v":81.346548663800007},{"$f":"DG7/100*98","v":81.342087311799986},{"$f":"DH7/100*98","v":81.338651431800002},{"$f":"DI7/100*98","v":81.328630216400001},{"$f":"DJ7/100*98","v":81.309054108799984},{"$f":"DK7/100*98","v":81.305150220000002},{"$f":"DL7/100*98","v":81.300369221400004},{"$f":"DM7/100*98","v":81.299756946800002},{"$f":"DN7/100*98","v":81.293105588799989},{"$f":"DO7/100*98","v":81.291064052799996},{"$f":"DP7/100*98","v":81.2879268768},{"$f":"DQ7/100*98","v":81.269987829800002},{"$f":"DR7/100*98","v":81.2669236638},{"$f":"DS7/100*98","v":81.261294935800009},{"$f":"DT7/100*98","v":81.259026431799995},{"$f":"DU7/100*98","v":81.258157750000009},{"$f":"DV7/100*98","v":81.243440374599999},{"$f":"DW7/100*98","v":81.237897210400007},{"$f":"DX7/100*98","v":81.235920648399997},{"$f":"DY7/100*98","v":81.229429108800005},{"$f":"DZ7/100*98","v":81.222463552999997},{"$f":"EA7/100*98","v":81.21348058880001},{"$f":"EB7/100*98","v":81.198983546800008},{"$f":"EC7/100*98","v":81.190362829800009},{"$f":"ED7/100*98","v":81.187298663799993},{"$f":"EE7/100*98","v":81.181669935800002},{"$f":"EF7/100*98","v":81.179401431799988},{"$f":"EG7/100*98","v":81.178532750000002},{"$f":"EH7/100*98","v":81.171769828799995},{"$f":"EI7/100*98","v":81.1582722104},{"$f":"EJ7/100*98","v":81.137273711199995},{"$f":"EK7/100*98","v":81.133855588800003},{"$f":"EL7/100*98","v":81.129753975200003},{"$f":"EM7/100*98","v":81.116296889600008},{"$f":"EN7/100*98","v":81.110737829800001},{"$f":"EO7/100*98","v":81.107673663799986},{"$f":"EP7/100*98","v":81.104086471800002},{"$f":"EQ7/100*98","v":81.102044935799995},{"$f":"ER7/100*98","v":81.099776431800009},{"$f":"ES7/100*98","v":81.098907749999995},{"$f":"ET7/100*98","v":81.092816883400005},{"$f":"EU7/100*98","v":81.092144828800002},{"$f":"EV7/100*98","v":81.080601692999991},{"$f":"EW7/100*98","v":81.078647210400007},{"$f":"EX7/100*98","v":81.07000730499999},{"$f":"EY7/100*98","v":81.062353348199991},{"$f":"EZ7/100*98","v":81.053451723999999},{"$f":"FA7/100*98","v":81.031112829799994},{"$f":"FB7/100*98","v":81.031107037999988},{"$f":"FC7/100*98","v":81.028048663800007},{"$f":"FD7/100*98","v":81.024461471799995},{"$f":"FE7/100*98","v":81.0235873118},{"$f":"FF7/100*98","v":81.022419935800002},{"$f":"FG7/100*98","v":81.019282749999988},{"$f":"FH7/100*98","v":81.012519828800009},{"$f":"FI7/100*98","v":81.0101302164},{"$f":"FJ7/100*98","v":81.000976692999998},{"$f":"FK7/100*98","v":80.9990222104},{"$f":"FL7/100*98","v":80.990382305000011},{"$f":"FM7/100*98","v":80.986650219999987},{"$f":"FN7/100*98","v":80.982728348199998},{"$f":"FO7/100*98","v":80.958864917000014},{"$f":"FP7/100*98","v":80.956881093199996},{"$f":"FQ7/100*98","v":80.951487829799987},{"$f":"FR7/100*98","v":80.947285060599995},{"$f":"FS7/100*98","v":80.944836471800002},{"$f":"FT7/100*98","v":80.942794935799995},{"$f":"FU7/100*98","v":80.939657750000009},{"$f":"FV7/100*98","v":80.932894828800002},{"$f":"FW7/100*98","v":80.924940374599998},{"$f":"FX7/100*98","v":80.921351693000005},{"$f":"FY7/100*98","v":80.919397210399993},{"$f":"FZ7/100*98","v":80.910757305000004},{"$f":"GA7/100*98","v":80.903103348199991},{"$f":"GB7/100*98","v":80.895171257599998},{"$f":"GC7/100*98","v":80.89376827000001},{"$f":"GD7/100*98","v":80.889628093400006},{"$f":"GE7/100*98","v":80.880483546799994},{"$f":"GF7/100*98","v":80.865211471799995},{"$f":"GG7/100*98","v":80.853269828799995},{"$f":"GH7/100*98","v":80.852698243799992},{"$f":"GI7/100*98","v":80.850714429799993},{"$f":"GJ7/100*98","v":80.841726693000012},{"$f":"GK7/100*98","v":80.841118397199992},{"$f":"GL7/100*98","v":80.831132304999997},{"$f":"GM7/100*98","v":80.823500711799994},{"$f":"GN7/100*98","v":80.823478348199998},{"$f":"GO7/100*98","v":80.818773711199995},{"$f":"GP7/100*98","v":80.810003093399999},{"$f":"GQ7/100*98","v":80.789004584400004},{"$f":"GR7/100*98","v":80.785586471800016},{"$f":"GS7/100*98","v":80.762101692999991},{"$f":"GT7/100*98","v":80.751507305000004},{"$f":"GU7/100*98","v":80.746531580400003},{"$f":"GV7/100*98","v":80.744547766400004},{"$f":"GW7/100*98","v":80.743875711800001},{"$f":"GX7/100*98","v":80.743853348200005},{"$f":"GY7/100*98","v":80.737112790599994},{"$f":"GZ7/100*98","v":80.734951723999998},{"$f":"HA7/100*98","v":80.734518269999995},{"$f":"HB7/100*98","v":80.732332566199986},{"$f":"HC7/100*98","v":80.730378093399992},{"$f":"HD7/100*98","v":80.726923024999991},{"$f":"HE7/100*98","v":80.722164850599995},{"$f":"HF7/100*98","v":80.7140842214},{"$f":"HG7/100*98","v":80.705182606999998},{"$f":"HH7/100*98","v":80.690357657000007},{"$f":"HI7/100*98","v":80.682837921000001},{"$f":"HJ7/100*98","v":80.680396946800002},{"$f":"HK7/100*98","v":80.680181454600003},{"$f":"HL7/100*98","v":80.664250711800008},{"$f":"HM7/100*98","v":80.657487790600001},{"$f":"HN7/100*98","v":80.652707566200007},{"$f":"HO7/100*98","v":80.650753093399999},{"$f":"HP7/100*98","v":80.647298024999998},{"$f":"HQ7/100*98","v":80.642539850600002},{"$f":"HR7/100*98","v":80.640364916999999},{"$f":"HS7/100*98","v":80.63838109320001},{"$f":"HT7/100*98","v":80.634459221400007},{"$f":"HU7/100*98","v":80.628785060599995},{"$f":"HV7/100*98","v":80.610595790200009},{"$f":"HW7/100*98","v":80.600771946800009},{"$f":"HX7/100*98","v":80.600556454599996},{"$f":"HY7/100*98","v":80.599015943599994},{"$f":"HZ7/100*98","v":80.588276535200009},{"$f":"IA7/100*98","v":80.584625711799987},{"$f":"IB7/100*98","v":80.584190983799999},{"$f":"IC7/100*98","v":80.577862790600008},{"$f":"ID7/100*98","v":80.576686006599985},{"$f":"IE7/100*98","v":80.576671257600012},{"$f":"IF7/100*98","v":80.575268269999995},{"$f":"IG7/100*98","v":80.5730825662},{"$f":"IH7/100*98","v":80.572503101999999},{"$f":"II7/100*98","v":80.571128093400006},{"$f":"IJ7/100*98","v":80.567673025000005},{"$f":"IK7/100*98","v":80.562914850599995},{"$f":"IL7/100*98","v":80.554834221399986},{"$f":"IM7/100*98","v":80.545499153000009},{"$f":"IN7/100*98","v":80.534340588800006},{"$f":"IO7/100*98","v":80.534198243800006},{"$f":"IP7/100*98","v":80.532214429799993},{"$f":"IQ7/100*98","v":80.521146946799988},{"$f":"IR7/100*98","v":80.520931454599989},{"$f":"IS7/100*98","v":80.507909792799992},{"$f":"IT7/100*98","v":80.505000711800008},{"$f":"IU7/100*98","v":80.504429126800005},{"$f":"IV7/100*98","v":80.498237790600001},{"$f":"IW7/100*98","v":80.493457566200007},{"$f":"IX7/100*98","v":80.492849270399986},{"$f":"IY7/100*98","v":80.488048024999998},{"$f":"IZ7/100*98","v":80.483289850600002},{"$f":"JA7/100*98","v":80.482109871799992},{"$f":"JB7/100*98","v":80.478024320399996},{"$f":"JC7/100*98","v":80.475209221400007},{"$f":"JD7/100*98","v":80.470519343199996},{"$f":"JE7/100*98","v":80.470504584400004},{"$f":"JF7/100*98","v":80.466336428799991},{"$f":"JG7/100*98","v":80.454715588800013},{"$f":"JH7/100*98","v":80.447341431799998},{"$f":"JI7/100*98","v":80.441521946800009},{"$f":"JJ7/100*98","v":80.44130645460001},{"$f":"JK7/100*98","v":80.4282847928},{"$f":"JL7/100*98","v":80.418612790600008},{"$f":"JM7/100*98","v":80.416018270000009},{"$f":"JN7/100*98","v":80.4138325662},{"$f":"JO7/100*98","v":80.408423025000005},{"$f":"JP7/100*98","v":80.403664850599995},{"$f":"JQ7/100*98","v":80.398262463399988},{"$f":"JR7/100*98","v":80.3955842214},{"$f":"JS7/100*98","v":80.388843663800003},{"$f":"JT7/100*98","v":80.388223235599995},{"$f":"JU7/100*98","v":80.386682606999997},{"$f":"JV7/100*98","v":80.386249152999994},{"$f":"JW7/100*98","v":80.37865390799999},{"$f":"JX7/100*98","v":80.375943198599998},{"$f":"JY7/100*98","v":80.375090588799992},{"$f":"JZ7/100*98","v":80.373895723800004},{"$f":"KA7/100*98","v":80.371857656999993},{"$f":"KB7/100*98","v":80.367716431799991},{"$f":"KC7/100*98","v":80.367074717999998},{"$f":"KD7/100*98","v":80.364352670000002},{"$f":"KE7/100*98","v":80.361896946800002},{"$f":"KF7/100*98","v":80.361681454600003},{"$f":"KG7/100*98","v":80.360169765400002},{"$f":"KH7/100*98","v":80.348659792799992},{"$f":"KI7/100*98","v":80.342088530199987},{"$f":"KJ7/100*98","v":80.340685542599999},{"$f":"KK7/100*98","v":80.332127829800001},{"$f":"KL7/100*98","v":80.331912327800012},{"$f":"KM7/100*98","v":80.321635842000006},{"$f":"KN7/100*98","v":80.320499904399995},{"$f":"KO7/100*98","v":80.30921866380001},{"$f":"KP7/100*98","v":80.308598235600002},{"$f":"KQ7/100*98","v":80.299028907999997},{"$f":"KR7/100*98","v":80.295465588799999},{"$f":"KS7/100*98","v":80.294270723799997},{"$f":"KT7/100*98","v":80.292095790199994},{"$f":"KU7/100*98","v":80.288091431800012},{"$f":"KV7/100*98","v":80.280515943599994},{"$f":"KW7/100*98","v":80.269776535199995},{"$f":"KX7/100*98","v":80.269034792799999},{"$f":"KY7/100*98","v":80.265690983799999},{"$f":"KZ7/100*98","v":80.260908054600009},{"$f":"LA7/100*98","v":80.258186006599999},{"$f":"LB7/100*98","v":80.256768269999995},{"$f":"LC7/100*98","v":80.254003101999999},{"$f":"LD7/100*98","v":80.252502829799994},{"$f":"LE7/100*98","v":80.252287327800005},{"$f":"LF7/100*98","v":80.240007418200008},{"$f":"LG7/100*98","v":80.235921866799998},{"$f":"LH7/100*98","v":80.229593663799989},{"$f":"LI7/100*98","v":80.228973235600009},{"$f":"LJ7/100*98","v":80.228416889599998},{"$f":"LK7/100*98","v":80.226999153000008},{"$f":"LL7/100*98","v":80.224233975200008},{"$f":"LM7/100*98","v":80.219403908000004},{"$f":"LN7/100*98","v":80.215840588799992},{"$f":"LO7/100*98","v":80.215469168799999},{"$f":"LP7/100*98","v":80.21464572379999},{"$f":"LQ7/100*98","v":80.208466431800005},{"$f":"LR7/100*98","v":80.189409792800006},{"$f":"LS7/100*98","v":80.186071471800005},{"$f":"LT7/100*98","v":80.185929126800005},{"$f":"LU7/100*98","v":80.181435542599999},{"$f":"LV7/100*98","v":80.172877829800001},{"$f":"LW7/100*98","v":80.172662327799998},{"$f":"LX7/100*98","v":80.163609871800006},{"$f":"LY7/100*98","v":80.161249904399995},{"$f":"LZ7/100*98","v":80.159640675800006},{"$f":"MA7/100*98","v":80.154741381400001},{"$f":"MB7/100*98","v":80.152019343199996},{"$f":"MC7/100*98","v":80.149968663799996},{"$f":"MD7/100*98","v":80.149348235600002},{"$f":"ME7/100*98","v":80.147836428800005},{"$f":"MF7/100*98","v":80.139778908000011},{"$f":"MG7/100*98","v":80.139012793000006},{"$f":"MH7/100*98","v":80.135020723799997},{"$f":"MI7/100*98","v":80.133840745000015},{"$f":"MJ7/100*98","v":80.129755203399995},{"$f":"MK7/100*98","v":80.128841431799998},{"$f":"ML7/100*98","v":80.122896693000001},{"$f":"MM7/100*98","v":80.122250216399991},{"$f":"MN7/100*98","v":80.118067311800004},{"$f":"MO7/100*98","v":80.109302505399995},{"$f":"MP7/100*98","v":80.106446471799984},{"$f":"MQ7/100*98","v":80.101589052800009},{"$f":"MR7/100*98","v":80.099072304999993},{"$f":"MS7/100*98","v":80.093252829799994},{"$f":"MT7/100*98","v":80.093037327800005},{"$f":"MU7/100*98","v":80.081130220000006},{"$f":"MV7/100*98","v":80.080015675799999}]
[81.144963570887995,81.066931070888003,80.988898570887997,80.910866070887991,80.873953039263995,80.864062071744002,80.832833570887985,80.803659826623999,80.795920539263989,80.786029571743995,80.725627326624007,80.717888039264011,80.707997071743989,80.647594826624001,80.639855539264005,80.629964571743997,80.569562326624009,80.561823039263999,80.551932071744019,80.532649295000013,80.522758337083999,80.521940018660018,80.512793966192007,80.491529826624003,80.467437232223986,80.454616794999978,80.444725837084007,80.434761466191972,80.417896678923995,80.38940473222398,80.376584295000015,80.366693337084001,80.356728966192009,80.327795581236003,80.313853348791994,80.311372232223988,80.298551795000009,80.288660837083995,80.278696466192002,80.258274270887995,80.249763081235997,80.23333973222401,80.220519295000017,80.210628337084003,80.209810018659994,80.20066396619201,80.18063627439598,80.180241770888003,80.171730581235991,80.17149023153199,80.160592639960001,80.155307232224018,80.147404686468008,80.126133497563984,80.105766678923999,80.102209270887997,80.093698081235999,80.093457731531998,80.076592944263993,80.060921434788014,80.056549300224006,80.048100997563992,80.043361356335993,80.024176770887991,80.015665581235993,80.015425231531978,79.986491836972007,79.985891807864007,79.982888934787994,79.977372771744001,79.974298339264024,79.972549614131978,79.970068497563986,79.952505970091991,79.946144270888013,79.939318016599998,79.937392731532015,79.916970526623984,79.908459336972001,79.907859307864001,79.904856434787987,79.899340271744009,79.89626583926399,79.892035997563994,79.868506274396012,79.859360231532008,79.848462639960005,79.838938026623993,79.835274686467997,79.830426836972009,79.829826807864009,79.826823934787996,79.823308477024014,79.821307771744003,79.819288895696005,79.818233339263998,79.814003497564016,79.806100951808006,79.789910903163999,79.764462944263997,79.760905526624015,79.752394336971989,79.751794307864017,79.748791434787989,79.745275977023994,79.74441930022401,79.743275271743997,79.740200839263991,79.731231356336011,79.719617690524018,79.715245565563976,79.711878403164008,79.702057612071997,79.68287302662398,79.679047215599994,79.674361836971997,79.673761807864011,79.667243477023987,79.665242771744005,79.662168339263999,79.644588073204005,79.641585190523998,79.636069037084013,79.633845903164001,79.632994595,79.618571567107992,79.613139266192007,79.611202235431989,79.604840526624002,79.598014281939996,79.58921097702401,79.575003875864013,79.566555573204013,79.563552690523991,79.558036537084007,79.555813403163995,79.554962094999993,79.548334432223996,79.535106766192001,79.514528236975991,79.511178477024004,79.507158895696008,79.493970951808009,79.488523073204007,79.485520190523985,79.482004742364012,79.480004037084001,79.477780903164003,79.476929594999987,79.470960545732012,79.470301932224004,79.458989659139988,79.457074266192009,79.448607158899989,79.441106281235989,79.432382689519997,79.410490573203987,79.410484897239982,79.407487690524007,79.403972242363992,79.403115565564008,79.401971537084009,79.398897094999995,79.392269432224012,79.389927612072,79.380957159139996,79.379041766191989,79.370574658900011,79.366917215599983,79.363073781235997,79.339687618660022,79.337743471335997,79.332458073203981,79.328339359387996,79.325939742364,79.323939037084003,79.320864595000003,79.314236932224006,79.306441567107996,79.302924659140004,79.301009266191997,79.292542158900005,79.285041281235991,79.27726783244799,79.275892904600013,79.271835531532005,79.262873875864003,79.247907242363993,79.236204432223985,79.235644278923985,79.233700141203997,79.224892159140012,79.224296029255996,79.214509658899999,79.207030697563994,79.207008781235999,79.202398236975995,79.193803031531999,79.173224492712009,79.169874742364016,79.146859659139992,79.136477158900007,79.131600948791998,79.129656811071996,79.128998197564002,79.128976281236007,79.12237053478799,79.120252689520001,79.119827904600001,79.117685914875977,79.115770531531993,79.11238456449999,79.107721553587993,79.099802536971993,79.091078954859995,79.076550503860005,79.069181162580009,79.066789007864003,79.066577825508006,79.05096569756401,79.044338034787998,79.039653414876014,79.037738031532001,79.034352064499998,79.029689053588001,79.027557618659998,79.025613471336001,79.021770036972015,79.016209359388,78.998383874396012,78.988756507864011,78.988545325507985,78.987035624727994,78.976511004496004,78.972933197563989,78.972507164123996,78.966305534788006,78.965152286467983,78.965137832448008,78.963762904600003,78.961620914876008,78.961053039960007,78.959705531531995,78.956319564500006,78.951656553587995,78.94373753697198,78.934589169940011,78.923653777024001,78.923514278924003,78.921570141204,78.91072400786399,78.910512825507993,78.897751596943991,78.894900697564012,78.894340544263997,78.888273034788,78.883588414876016,78.882992284991985,78.8782870645,78.873624053588003,78.872467674363989,78.868463833991996,78.865705036972017,78.861108956335997,78.861094492711999,78.857009700223983,78.845621277024023,78.838394603164005,78.832691507864013,78.832480325508016,78.819719096943999,78.810240534788008,78.807697904600005,78.80555591487601,78.800254564500008,78.795591553587997,78.790297214131982,78.787672536971996,78.781066790524008,78.780458770888004,78.778948954859999,78.778524169939985,78.771080829839988,78.768424334627994,78.767588777023988,78.766417809323997,78.764420503859995,78.760362103163999,78.759733223639998,78.757065616600002,78.754659007864007,78.754447825507995,78.752966370091997,78.741686596943993,78.735246759595981,78.733871831748004,78.725485273204001,78.725274081244009,78.715203125160002,78.714089906311997,78.703034290524002,78.702426270887997,78.693048329839996,78.689556277023996,78.688385309324005,78.686253874395987,78.682329603164007,78.674905624727998,78.664381004495993,78.663654096944001,78.660377164124,78.655689893508011,78.653022286468001,78.651632904599992,78.648923039959996,78.647452773203995,78.647241581244003,78.635207269836016,78.631203429463994,78.625001790523996,78.624393770888005,78.623848551807995,78.622459169940015,78.61974929569601,78.615015829840004,78.61152377702399,78.611159785424007,78.610352809323999,78.604297103164001,78.585621596944009,78.582350042363998,78.582210544264001,78.577806831748006,78.569420273204003,78.569209081243997,78.560337674364007,78.558024906311985,78.556447862284003,78.551646553772002,78.548978956336001,78.546969290524004,78.546361270887999,78.544879700224001,78.536983329840012,78.536232537140009,78.532320309323993,78.531163930100021,78.527160099331994,78.526264603164009,78.520438759140006,78.519805212071986,78.515705965563996,78.507116455291992,78.504317542363992,78.49955727174401,78.497090858899995,78.491387773203996,78.491176581244005,78.479507615600014,78.478415362283997]
[79.52206429947023,79.44559244947024,79.369120599470236,79.292648749470231,79.256473978478709,79.24678083030912,79.216176899470227,79.187586630091516,79.180002128478705,79.170308980309116,79.111114780091526,79.103530278478729,79.093837130309112,79.034642930091522,79.027058428478725,79.017365280309122,78.958171080091532,78.95058657847872,78.940893430309131,78.92199630910001,78.912303170342312,78.911501218286816,78.902538086868162,78.881699230091513,78.858088487579508,78.845524459099977,78.835831320342322,78.82606623686813,78.80953874534552,78.781616637579504,78.769052609100015,78.759359470342332,78.749594386868168,78.721239669611279,78.707576281816159,78.705144787579513,78.692580759100011,78.682887620342314,78.673122536868163,78.653108785470238,78.644767819611275,78.628672937579523,78.616108909100021,78.606415770342323,78.605613818286784,78.596650686868173,78.577023548908059,78.576636935470248,78.56829596961127,78.568060426901354,78.55738078716081,78.552201087579533,78.544456592738641,78.523610827612714,78.503651345345517,78.500165085470229,78.49182411961128,78.491588576901364,78.475061085378712,78.459703006092255,78.455418314219528,78.44713897761271,78.44249412920928,78.423693235470225,78.415352269611276,78.415116726901346,78.386762000232565,78.386173971706725,78.383231156092236,78.377825316309128,78.374812372478743,78.373098621849337,78.370667127612705,78.353455850690153,78.347221385470249,78.340531656267999,78.338644876901384,78.31863111609151,78.310290150232561,78.309702121706721,78.306759306092232,78.301353466309138,78.298340522478711,78.294195277612715,78.271136148908084,78.262173026901365,78.251493387160806,78.242159266091519,78.238569192738638,78.233818300232571,78.233230271706731,78.230287456092228,78.226842307483537,78.224881616309119,78.222903117782081,78.22186867247872,78.217723427612725,78.209978932771847,78.19411268510072,78.169173685378709,78.165687416091529,78.157346450232552,78.156758421706741,78.153815606092238,78.150370457483504,78.149530914219525,78.148409766309115,78.145396822478702,78.136606729209291,78.125225336713527,78.120940654252692,78.11764083510073,78.108016459830552,78.089215566091497,78.085466271287999,78.080874600232562,78.080286571706722,78.0738986074835,78.071937916309125,78.068924972478712,78.051696311739917,78.048753486713522,78.043347656342334,78.041168985100725,78.040334703100001,78.026200135765833,78.020876480868168,78.018978190723345,78.012743716091521,78.006053996301205,77.997426757483524,77.983503798346732,77.975224461739927,77.972281636713504,77.96687580634233,77.964697135100721,77.963862853099997,77.957367743579525,77.944404630868164,77.924237672236472,77.920954907483519,77.917015717782093,77.904091532771858,77.898752611739923,77.8958097867135,77.892364647516729,77.890403956342311,77.888225285100731,77.887391003099992,77.881541334817371,77.880895893579535,77.869809865957194,77.867932780868173,77.859635015721992,77.852284155611258,77.843735035729594,77.822280761739904,77.822275199295191,77.819337936713524,77.81589279751671,77.815053254252732,77.813932106342321,77.810919153100002,77.80442404357953,77.802129059830563,77.793338015957204,77.791460930868155,77.783163165722002,77.779578871287981,77.775812305611268,77.752893866286826,77.750988601909285,77.7458089117399,77.741772572200247,77.73942094751672,77.737460256342317,77.734447303100012,77.727952193579526,77.720312735765845,77.7168661659572,77.714989080868165,77.706691315721997,77.699340455611264,77.69172247579904,77.690375046508009,77.686398820901374,77.677616398346728,77.662949097516716,77.651480343579507,77.650931393345516,77.649026138379924,77.640394315957209,77.639810108670872,77.630219465722007,77.622890083612717,77.622868605611274,77.618350272236469,77.609926970901356,77.589760002857773,77.586477247516726,77.563922465957191,77.553747615722003,77.548968929816169,77.547063674850548,77.546418233612727,77.546396755611283,77.539923124092226,77.537847635729605,77.537431346508001,77.535332196578466,77.533455120901351,77.530136873209997,77.525567122516236,77.517806486232558,77.5092573757628,77.495019493782806,77.487797539328398,77.485453227706728,77.485246268997855,77.469946383612736,77.463451274092236,77.45886034657849,77.456983270901361,77.453665023210007,77.449095272516246,77.447006466286794,77.445101201909281,77.441334636232583,77.435885172200244,77.418416196908098,77.408981377706738,77.408774418997822,77.407294912233439,77.396980784406082,77.393474533612704,77.393057020841511,77.386979424092246,77.385849240738622,77.385835075799051,77.384487646507992,77.382388496578486,77.381831979160808,77.380511420901357,77.377193173210017,77.372623422516227,77.364862786232536,77.355897386541201,77.345180701483528,77.345043993345527,77.34313873837992,77.332509527706705,77.332302568997832,77.319796565005106,77.317002683612728,77.316453733378722,77.310507574092242,77.305916646578495,77.305332439292144,77.300721323209999,77.296151572516237,77.295018320876707,77.291094557312164,77.288390936232574,77.283886777209275,77.28387260285777,77.279869506219498,77.268708851483538,77.261626711100732,77.256037677706743,77.255830718997856,77.243324715005116,77.234035724092251,77.231543946507998,77.229444796578491,77.224249473210008,77.219679722516233,77.214491269849333,77.211919086232555,77.205445454713526,77.20484959547025,77.203369975762797,77.202953686541193,77.195659213243189,77.19305584793544,77.192237001483505,77.191089453137522,77.189132093782803,77.185154861100713,77.184538559167194,77.181924304267994,77.179565827706725,77.179358868997838,77.177907042690151,77.166852865005112,77.160541824404064,77.159194395113047,77.15097556773992,77.150768599619127,77.1408990626568,77.139808108185761,77.128973604713522,77.128377745470232,77.119187363243199,77.115765151483515,77.114617603137532,77.112528796908066,77.108683011100723,77.101407512233436,77.091093384406079,77.090381015005121,77.087169620841522,77.082576095637847,77.079961840738633,77.078600246507989,77.07594457916079,77.074503717739915,77.074296749619123,77.062503124439303,77.058579360874717,77.052501754713518,77.051905895470242,77.051371580771843,77.050009986541212,77.047354309782079,77.042715513243209,77.039293301483511,77.038936589715533,77.038145753137528,77.032211161100719,77.013909165005131,77.01070304151672,77.010566333378719,77.006250695113053,76.998031867739925,76.997824899619118,76.989130920876732,76.986864408185738,76.985318905038326,76.980613622696566,76.977999377209287,76.976029904713528,76.975434045470237,76.973982106219523,76.966243663243219,76.965507886397205,76.961673903137509,76.960540651498022,76.956616897345356,76.955739311100729,76.950029983957208,76.949409107830547,76.945391846252718,76.936974126186158,76.934231191516702,76.92956612630914,76.927149041722004,76.921560017739907,76.921353049619128,76.909917463288011,76.908847055038308]
[77.931623013480831,77.856680600480829,77.781738187480826,77.706795774480824,77.671344498909136,77.661845213702932,77.631853361480822,77.603834897489676,77.596402085909133,77.58690280070293,77.528892484489702,77.52145967290916,77.511960387702928,77.4539500714897,77.446517259909143,77.43701797470294,77.379007658489698,77.371574846909141,77.362075561702952,77.34355638291801,77.334057106935461,77.333271193921078,77.324487325130789,77.304065245489682,77.28092671782791,77.268613969917979,77.259114693935473,77.249544912130773,77.233347970438615,77.205984304827908,77.193671556918005,77.184172280935485,77.174602499130813,77.146814876219054,77.133424756179835,77.131041891827934,77.118729143918003,77.109229867935468,77.099660086130811,77.080046609760828,77.071872463219051,77.056099478827932,77.043786730918029,77.034287454935466,77.033501541921041,77.024717673130809,77.005483077929895,77.00510419676084,76.996930050219049,76.996699218363332,76.986233171417595,76.981157065827944,76.973567460883871,76.953138611060453,76.933578318438606,76.930161783760823,76.921987637219047,76.92175680536333,76.905559863671144,76.89050894597041,76.886309947935132,76.878196198060451,76.873644246625105,76.855219370760821,76.847045224219045,76.846814392363314,76.819026760227914,76.818450492272589,76.815566532970394,76.810268809982944,76.807316125029161,76.805636649412349,76.803253785060448,76.786386733676352,76.780276957760833,76.773721023142642,76.771871979363354,76.752258493769673,76.744084347227911,76.743508079272587,76.740624119970391,76.735326396982956,76.732373712029144,76.72831137206046,76.705713425929915,76.696929566363337,76.686463519417586,76.677316080769685,76.673797808883862,76.669141934227923,76.668565666272599,76.665681706970389,76.662305461333858,76.660383983982939,76.658445055426441,76.657431299029142,76.653368959060472,76.645779354116414,76.630230431398715,76.605790211671135,76.602373667769697,76.594199521227907,76.593623253272611,76.590739293970387,76.587363048333842,76.586540295935137,76.585441570982937,76.582488886029125,76.57387459462511,76.562720829979256,76.558521841167632,76.555288018398713,76.545856130633936,76.527431254769667,76.523756945862232,76.519257108227919,76.518680840272594,76.512420635333839,76.510499157982935,76.507546473029137,76.490662385505118,76.487778416979253,76.482480703215487,76.480345605398711,76.479528009038006,76.465676133050522,76.460458951250814,76.458598626908881,76.452488841769693,76.445932916375185,76.437478222333851,76.423833722379797,76.41571997250513,76.412836003979237,76.407538290215484,76.405403192398708,76.404585596038004,76.398220388707927,76.385516538250798,76.365752918791742,76.362535809333849,76.358675403426446,76.346009702116419,76.340777559505113,76.337893590979235,76.334517354566401,76.332595877215468,76.33046077939872,76.329643183037987,76.323910508121031,76.323277975707953,76.312413668638058,76.31057412525081,76.302442315407561,76.295238472499037,76.286860335014993,76.265835146505111,76.265829695309279,76.262951177979261,76.25957494156637,76.25875218916768,76.25765346421548,76.254700770037999,76.24833556270795,76.246086478633956,76.237471255638056,76.235631712250793,76.227499902407558,76.223987293862223,76.220296059499049,76.197835988961089,76.195968829871106,76.190892733505109,76.186937120756241,76.184632528566397,76.182711051215477,76.179758357038011,76.173393149707934,76.165906481050527,76.162528842638054,76.160689299250805,76.152557489407556,76.145353646499046,76.137888026283065,76.136567545577847,76.132670844483343,76.124064070379788,76.10969011556638,76.098450736707917,76.097912765478597,76.096045615612326,76.087586429638066,76.087013906497447,76.077615076407568,76.070432281940469,76.070411233499044,76.065983266791733,76.057728431483326,76.037964802800616,76.034747702566392,76.012644016638049,76.002672663407566,75.997989551219845,75.996122401353531,75.995489868940467,75.995468820499056,75.989124661610376,75.987090683015012,75.986682719577843,75.984625552646889,75.982786018483324,75.979534135745794,75.975055780065915,75.967450356507896,75.959072228247535,75.945119103907146,75.938041588541822,75.935744163152592,75.935541343617899,75.920547455940479,75.914182248610388,75.90968313964693,75.907843605483336,75.904591722745806,75.900113367065913,75.898066336961051,75.896199177871097,75.892507943507937,75.887167468756246,75.870047872969934,75.860801750152604,75.860598930617869,75.85914901398877,75.84904116871796,75.845605042940448,75.845195880424683,75.8392398356104,75.838132255923853,75.83811837428307,75.836797893577838,75.834740726646913,75.83419533957759,75.832901192483334,75.829649309745818,75.825170954065911,75.817565530507892,75.808779438810376,75.798277087453855,75.798143113478616,75.796275963612331,75.785859337152573,75.78565651761788,75.773400633705009,75.770662629940475,75.77012465871114,75.764297422610397,75.759798313646925,75.759225790506292,75.754706896745802,75.750228541065908,75.749117954459166,75.745272666165931,75.742623117507918,75.738209041665087,75.738195150800621,75.734272116095113,75.723334674453866,75.716394176878708,75.710916924152613,75.710714104617892,75.698458220705007,75.689355009610409,75.686913067577834,75.684855900646923,75.679764483745799,75.675286128065906,75.670201444452346,75.667680704507902,75.661336545619264,75.660752603560837,75.659302576247541,75.658894612810371,75.651746028978323,75.649194730976731,75.648392261453836,75.647267664074761,75.645349451907137,75.641451763878706,75.640847787983844,75.638285818182624,75.635974511152583,75.635771691617876,75.634348901836347,75.623515807705004,75.617330987915977,75.616010507210788,75.60795605638512,75.607753227626745,75.598081081403663,75.59701194602205,75.586394132619247,75.585810190560835,75.576803615978335,75.573449848453848,75.572325251074787,75.570278220969897,75.566509350878704,75.559379361988761,75.549271516717965,75.548573394705016,75.545426228424688,75.540924573725093,75.538362603923858,75.537028241577829,75.534425687577581,75.533013643385118,75.532810814626743,75.521253061950517,75.517407773657212,75.511451719619245,75.510867777560833,75.51034414915641,75.509009786810395,75.506407223586436,75.501861202978347,75.498507435453845,75.498157857921228,75.497382838074785,75.491566937878702,75.473630981705028,75.470488980686383,75.470355006711145,75.466125681210798,75.45807123038513,75.45786840162674,75.4493483024592,75.447127120022031,75.445612526937552,75.441001350242644,75.438439389665092,75.436509306619257,75.435925364560831,75.434502464095132,75.426918789978359,75.426197728669251,75.422440425074754,75.421329838468068,75.417484559398446,75.416624524878713,75.411029384278066,75.410420925673932,75.40648400932767,75.398234643662434,75.395546567686367,75.390974803782967,75.388606060887554,75.383128817385114,75.382925988626738,75.371719114022255,75.37067011393755]
[76.37299055321121,76.299546988471221,76.226103423731217,76.1526598589912,76.117917608930952,76.108608309428874,76.079216294251196,76.051758199539876,76.044474044190949,76.035164744688871,75.978314634799901,75.971030479450974,75.961721179948867,75.904871070059897,75.897586914710956,75.888277615208878,75.831427505319908,75.824143349970953,75.814834050468889,75.796685255259646,75.787375964796752,75.786605770042655,75.777997578628174,75.757983940579891,75.735308183471361,75.723241690519615,75.713932400056763,75.704554013888156,75.688681011029843,75.661864618731357,75.649798125779654,75.640488835316773,75.631110449148196,75.603878578694662,75.590756261056242,75.588421053991368,75.576354561039651,75.567045270576756,75.557666884408192,75.538445677565619,75.530435013954673,75.514977489251379,75.502910996299676,75.493601705836753,75.492831511082628,75.484223319668189,75.465373416371293,75.46500211282563,75.456991449214669,75.456765233996066,75.44650850798925,75.44153392451139,75.434096111666193,75.414075838839253,75.394906752069843,75.391558548085598,75.383547884474666,75.383321669256063,75.367448666397721,75.35269876705101,75.348583748976424,75.340632274099249,75.336171361692607,75.318114983345609,75.310104319734663,75.309878104516045,75.282646225023356,75.282081482427145,75.279255202310978,75.274063433783283,75.271169802528576,75.269523916424092,75.267188709359232,75.250658999002823,75.244671418605606,75.23824660267978,75.236434539776084,75.217213323894285,75.209202660283353,75.208637917687128,75.205811637570989,75.200619869043294,75.197726237788558,75.193745144619257,75.171599157411308,75.162990975036067,75.152734249029237,75.143769759154296,75.14032185270618,75.135759095543364,75.135194352947153,75.132368072830985,75.129059352107177,75.127176304303276,75.125276154317916,75.124282673048555,75.120301579879268,75.112863767034085,75.097625822770738,75.073674407437707,75.070326194414307,75.062315530803346,75.061750788207164,75.058924508090982,75.055615787367174,75.054809490016439,75.053732739563273,75.050839108308537,75.042397102732608,75.031466413379675,75.027351404344287,75.024182258030734,75.014939008021258,74.996882629674275,74.993281806944992,74.988871966063371,74.988307223467132,74.98217222262717,74.980289174823284,74.977395543568562,74.960849137795009,74.958022848639672,74.952831089151175,74.950738693290745,74.949937448857256,74.936362610389509,74.931249772225797,74.929426654370701,74.9234390649343,74.917014258047672,74.908728657887181,74.895357047932208,74.88740557305502,74.884579283899654,74.879387524411172,74.877295128550742,74.876493884117238,74.870255980933763,74.85780620748578,74.838437860415908,74.835285093147178,74.831501895357917,74.8190895080741,74.813962008315016,74.811135719159651,74.807827007475069,74.805943959671154,74.803851563810753,74.803050319377235,74.797432297958608,74.796812416193788,74.7861653952653,74.784362642745791,74.776393469099403,74.769333703049057,74.761123128314694,74.740518443575013,74.740513101403096,74.737692154419676,74.734383442735037,74.733577145384331,74.732500394931165,74.729606754637231,74.723368851453785,74.721164749061273,74.712721830525297,74.710919078005773,74.7029499043594,74.699507547984979,74.695890138309068,74.673879269181867,74.672049453273686,74.66707487883501,74.663198378341107,74.660939877995077,74.659056830191176,74.656163189897242,74.649925286713781,74.642588351429509,74.639278265785293,74.637475513265784,74.629506339619411,74.622446573569064,74.615130265757401,74.613836194666291,74.610017427593675,74.601582788972195,74.587496313255045,74.576481721973749,74.575954510169026,74.574124703300086,74.565834701045304,74.565273628367493,74.556062774879422,74.549023636301655,74.549003008829061,74.544663601455909,74.536573862853658,74.517205506744602,74.51405274851507,74.492391136305287,74.482619210139418,74.478029760195454,74.476199953326457,74.475580071561666,74.475559444089072,74.469342168378162,74.467348869354709,74.466949065186284,74.464933041593952,74.463130298113668,74.459943453030874,74.4555546644646,74.448101349377737,74.439890783682586,74.426216721829007,74.419280756770988,74.417029279889547,74.416830516745534,74.402136506821677,74.395898603638173,74.391489476853991,74.389686733373665,74.386499888290885,74.382111099724597,74.38010501022184,74.378275194313673,74.374657784637776,74.369424119381122,74.352646915510533,74.343585715149558,74.343386952005517,74.341966033708999,74.332060345343592,74.328692942081631,74.328291962816195,74.322455038898184,74.321369610805377,74.321356006797402,74.320061935706278,74.318045912113973,74.317511432786034,74.316243168633676,74.313056323550896,74.308667534984593,74.30121421989773,74.292603850034169,74.282311545704786,74.282180251209041,74.280350444340087,74.270142150409526,74.269943387265528,74.257932621030918,74.25524937734167,74.254722165536919,74.249011474158181,74.244602347373984,74.244041274696158,74.239612758810893,74.23522397024459,74.234135595369978,74.230367212842609,74.227770655157769,74.223444860831776,74.223431247784617,74.219586673773208,74.208867980964797,74.202066293341133,74.196698585669566,74.196499822525539,74.184489056290914,74.175567909418191,74.173174806226271,74.171158782633981,74.166169194070889,74.161780405504587,74.156797415563304,74.154327090417738,74.148109814706871,74.14753755148962,74.146116524722601,74.145716720554162,74.138711108398766,74.136210836357193,74.135424416224751,74.134322310793266,74.132442462868994,74.12862272860113,74.128030832224169,74.125520101818978,74.123255020929534,74.123056257785521,74.121661923799621,74.111045491550897,74.104984368157659,74.103690297066564,74.095796935257411,74.0955981630742,74.086119459775588,74.085071707101605,74.074666249966867,74.074093986749617,74.065267543658777,74.061980851484762,74.060878746053291,74.058872656550506,74.055179163861141,74.048191774748986,74.038286086383607,74.037601926810922,74.034517703856196,74.030106082250583,74.027595351845378,74.026287676746279,74.023737173826021,74.022353370517408,74.022154598334197,74.010828000711513,74.007059618184059,74.001222685226864,74.000650422009613,74.000137266173283,73.998829591074198,73.996279079114714,73.991823978918788,73.988537286744773,73.988194700762804,73.987435181313288,73.981735599121137,73.964158362070933,73.96107920107265,73.960947906576919,73.956803167586571,73.948909805777419,73.948711033594208,73.940361336410007,73.938184577621584,73.93670027639881,73.932181323237785,73.929670601871791,73.927779120486875,73.92720685726961,73.925812414813237,73.918380414178785,73.917673774095874,73.913991616573256,73.9129032416987,73.909134868210487,73.908292034381148,73.902808796592495,73.902212507160456,73.898354329141114,73.89026995078919,73.887635636332647,73.883155307707298,73.880833939669799,73.875466241037415,73.875267468854204,73.864284731741805,73.863256711658806]
[74.845530742146977,74.773556048701792,74.701581355256593,74.62960666181138,74.595559256752338,74.586436143240292,74.557631968366167,74.530723035549073,74.523584563307125,74.514461449795093,74.458748342103902,74.451609869861954,74.442486756349894,74.386773648658703,74.379635176416741,74.370512062904695,74.314798955213504,74.307660482971528,74.29853736945951,74.280751550154449,74.271628445500824,74.270873654641804,74.262437627055618,74.242824261768291,74.22060201980193,74.208776856709221,74.199653752055625,74.190462933610391,74.174907390809253,74.148627326356731,74.136802163264065,74.12767905861044,74.118488240165235,74.091801007120765,74.078941135835123,74.076652632911546,74.064827469818852,74.055704365165226,74.046513546720035,74.027676764014316,74.01982631367558,74.004677939466347,73.992852776373681,73.983729671720013,73.982974880860979,73.974538853274822,73.956065948043872,73.955702070569117,73.947851620230381,73.94762992931615,73.937578337829464,73.932703246021163,73.925414189432871,73.905794322062476,73.887008617028442,73.88372737712389,73.875876926785168,73.875655235870937,73.86009969306977,73.845644791709987,73.841612073996899,73.833819628617263,73.829447934458756,73.811752683678691,73.803902233339969,73.803680542425724,73.776993300522889,73.776439852778594,73.773670098264759,73.768582165107617,73.765746406478002,73.764133438095612,73.76184493517205,73.745645819022769,73.739777990233492,73.73348167062619,73.731705848980567,73.712869057416398,73.705018607077676,73.704465159333381,73.70169540481956,73.696607471662432,73.693771713032788,73.689870241726879,73.668167174263075,73.659731155535354,73.649679564048654,73.640894363971213,73.637515415652061,73.633043913632491,73.63249046588821,73.629720711374375,73.626478165065038,73.624632778217219,73.62277063123156,73.621797019587589,73.61789554828168,73.610606491693403,73.595673306315334,73.572200919288946,73.568919670526014,73.561069220187278,73.560515772443011,73.557746017929162,73.554503471619824,73.553713300216117,73.552658084772006,73.549822326142376,73.54154916067796,73.530837085112083,73.526804376257402,73.52369861287012,73.514640227860824,73.496944977080787,73.493416170806086,73.489094526742107,73.488541078997784,73.482528778174625,73.480683391326821,73.477847632697191,73.461632155039098,73.458862391666884,73.453774467368149,73.451723919424921,73.450938699880112,73.437635358181723,73.432624776781282,73.430838121283287,73.424970283635616,73.418673972886722,73.410554084729441,73.397449906973563,73.389657461593927,73.386887698221656,73.38179977392295,73.379749225979737,73.378964006434884,73.372850861315086,73.360650083336068,73.341669103207593,73.338579391284227,73.334871857450764,73.322707717912621,73.317682768148714,73.314913004776457,73.31167046732557,73.309825080477722,73.307774532534538,73.3069893129897,73.301483651999433,73.300876167869916,73.290442087359992,73.288675389890884,73.280865599717416,73.273947028988076,73.26590066574839,73.245708074703515,73.245702839375028,73.242938311331287,73.239695773880342,73.238905602476649,73.237850387032537,73.235014619544486,73.228901474424717,73.226741454080056,73.218467393914793,73.216700696445656,73.208890906272202,73.205517397025275,73.201972335542877,73.180401683798223,73.17860846420821,73.173733381258302,73.169934410774289,73.167721080435186,73.165875693587353,73.163039926099302,73.156926780979504,73.149736584400912,73.14649270046958,73.144726003000471,73.136916212827018,73.129997642097692,73.122827660442255,73.121559470772965,73.117817079041799,73.109551133192753,73.095746386989944,73.084952087534276,73.084435419965644,73.082642209234081,73.074518007024409,73.073968155800145,73.064941519381833,73.058043163575633,73.058022948652479,73.053770329426783,73.045842385596586,73.026861396609704,73.023771693544774,73.002543313579181,72.992966825936634,72.988469164991542,72.986675954259937,72.986068470130434,72.98604825520728,72.979955325010593,72.978001891967622,72.977610083882553,72.975634380762074,72.973867692151387,72.970744583970259,72.966443571175304,72.959139322390186,72.951092968008936,72.937692387392431,72.930895141635574,72.92868869429175,72.928493906410623,72.914093776685249,72.907980631565408,72.903659687316903,72.901892998706188,72.89876989052506,72.894468877730105,72.892502910017399,72.8907096904274,72.887164628945015,72.882035636993493,72.865593977200319,72.856714000846566,72.856519212965409,72.855126713034821,72.845419138436711,72.842119083239993,72.841726123559866,72.836005938120223,72.834942218589276,72.834928886661459,72.833660696992155,72.83168499387169,72.831161204130311,72.829918305261003,72.826795197079875,72.822494184284906,72.815189935499774,72.806751773033483,72.796665314790687,72.796536646184862,72.794743435453285,72.784739307401338,72.78454451952021,72.772773968610295,72.770144389794837,72.76962772222619,72.76403124467501,72.759710300426505,72.759160449202241,72.754820503634676,72.750519490839693,72.749452883462581,72.74575986858575,72.743215242054603,72.738975963615147,72.738962622828936,72.735194940297745,72.724690621345502,72.718024967474307,72.712764613956168,72.712569826075026,72.700799275165096,72.692056551229825,72.689711310101742,72.687735606981306,72.682845810189463,72.678544797394494,72.673661467252032,72.671240548609376,72.665147618412732,72.66458680045983,72.663194194228154,72.662802386143085,72.655936886230791,72.653486619630058,72.65271592790026,72.651635864577401,72.649793613611621,72.646050274029108,72.645470215579678,72.643009699782596,72.64078992051094,72.640595132629812,72.63922868532363,72.628824581719883,72.622884680794499,72.621616491125224,72.613880996552254,72.613686199812719,72.604397070580077,72.603370272959566,72.593172924967533,72.592612107014617,72.583962192785606,72.580741234455076,72.57966117113223,72.577695203419495,72.574075580583923,72.56722793925401,72.557520364655943,72.556849888274712,72.55382734977907,72.549503960605563,72.547043444808466,72.545761923211359,72.5432624303495,72.541906303107069,72.54171150636752,72.530611440697285,72.526918425820369,72.521198231522334,72.520637413569432,72.520134520849822,72.518852999252715,72.516353497532421,72.511987499340421,72.508766541009877,72.50843080674754,72.507686477687017,72.50210088713871,72.484875194829513,72.481857617051205,72.48172894844538,72.47766710423484,72.46993160966187,72.469736812922321,72.461554109681813,72.459420886069154,72.457966270870841,72.45353769677304,72.451077189834351,72.449223538077135,72.448662720124219,72.447296166516978,72.440012805895208,72.43932029861395,72.435711784241789,72.434645176864734,72.430952170846282,72.430126193693525,72.424752620660655,72.424168257017243,72.420387242558292,72.412464551773411,72.409882923605991,72.405492201553145,72.403217260876403,72.397956916216671,72.397762119477122,72.38699903710696,72.385991577425628]
[73.348620127304045,73.278084927727761,73.207549728151463,73.137014528575151,73.1036480716173,73.094707420375485,73.066479328998838,73.040108574838086,73.033112872040974,73.024172220799187,72.969573375261817,72.962577672464718,72.953637021222889,72.899038175685519,72.892042472888406,72.883101821646605,72.828502976109235,72.821507273312093,72.812566622070321,72.795136519151356,72.78619587659081,72.785456181548966,72.777188874514508,72.757967776532922,72.736189979405893,72.724601319575044,72.715660677014512,72.706653674938181,72.691409242993075,72.665654779829595,72.654066119998774,72.645125477438228,72.636118475361926,72.609964986978341,72.59736231311841,72.595119580253311,72.583530920422476,72.57459027786193,72.565583275785642,72.547123228734023,72.539429787402071,72.524584380677013,72.512995720846206,72.504055078285617,72.503315383243759,72.495048076209315,72.476944629082993,72.476588029157739,72.468894587825773,72.468677330729832,72.458826771072879,72.454049181100729,72.446905905644215,72.427678435621232,72.409268444687868,72.406052829581412,72.39835938824946,72.39814213115352,72.382897699208371,72.368731895875783,72.364779832516959,72.357143236044919,72.352858975769578,72.335517630005114,72.327824188673162,72.327606931577208,72.301453434512425,72.30091105572302,72.298196696299456,72.293210521805463,72.290431478348452,72.288850769333706,72.286608036468607,72.270732902642308,72.264982430428816,72.258812037213659,72.257071732000952,72.238611676268064,72.230918234936127,72.230375856146708,72.227661496723158,72.222675322229179,72.219896278772126,72.216072836892351,72.194803830777815,72.186536532424654,72.176685972767686,72.16807647669178,72.164765107339022,72.160383035359843,72.159840656570452,72.157126297146888,72.15394860176373,72.152140122652867,72.150315218606934,72.149361079195842,72.145537637316039,72.138394361859525,72.123759840189024,72.100756900903164,72.097541277115496,72.08984783578353,72.089305456994154,72.086591097570576,72.083413402187432,72.082639034211795,72.081604923076569,72.078825879619529,72.0707181774644,72.060220343409839,72.056268288732255,72.053224640612726,72.044347423303606,72.02700607753917,72.023547847389963,72.01931263620726,72.018770257417827,72.012878202611134,72.011069723500285,72.008290680043245,71.992399511938316,71.98968514383354,71.984698978020788,71.982689441036413,71.981919925882508,71.968882651018077,71.96397228124566,71.962221358857619,71.9564708779629,71.950300493428998,71.94234300303485,71.9295009088341,71.921864312362047,71.919149944257228,71.91416377844449,71.912154241460144,71.911384726306196,71.905393844088792,71.893437081669347,71.874835721143441,71.871807803458552,71.868174420301756,71.856253563554361,71.851329112785749,71.84861474468093,71.845437057979069,71.843628578868163,71.841619041883845,71.840849526729912,71.83545397895945,71.834858644512508,71.824633245612802,71.822901882093063,71.815248287723065,71.808468088408318,71.80058265243342,71.78079391320945,71.780788782587521,71.77807954510466,71.774901858402728,71.774127490427105,71.773093379291879,71.770314327153599,71.764323444936224,71.762206624998456,71.754098046036489,71.752366682516751,71.744713088146767,71.741407049084771,71.73793288883202,71.716793650122256,71.715036294924047,71.710258713633138,71.706535722558797,71.704366658826487,71.702558179715609,71.699779127577315,71.693788245359912,71.686741852712899,71.683562846460191,71.681831482940467,71.674177888570483,71.667397689255736,71.660371107233416,71.659128281357511,71.65546073746097,71.647360110528894,71.633831459250146,71.623253045783585,71.622746711566336,71.620989365049397,71.613027646883921,71.612488792684132,71.603642688994199,71.596882300304131,71.596862489679424,71.592694922838248,71.584925537884644,71.566324168677511,71.563296259673876,71.542492447307595,71.533107489417901,71.528699781691714,71.526942435174746,71.526347100727833,71.52632729010314,71.520356218510386,71.51844185412827,71.5180578822049,71.516121693146843,71.51439033830836,71.511329692290857,71.507114699751796,71.499956535942388,71.492071108648759,71.478938539644574,71.47227723880286,71.470114920405919,71.469924028282406,71.455811901151549,71.449821018934102,71.445586493570559,71.443855138732062,71.440794492714559,71.436579500175498,71.434652851817049,71.432895496618855,71.429421336366104,71.424394924253619,71.408282097656311,71.399579720829635,71.399388828706094,71.398024178774122,71.388510755667966,71.385276701575194,71.384891601088668,71.379285819357818,71.37824337421749,71.378230308928224,71.376987483052304,71.375051293994261,71.374537980047705,71.373319939155778,71.370259293138275,71.366044300599199,71.358886136789778,71.350616737572821,71.340732008494868,71.340605913261157,71.338848566744218,71.329044521253309,71.32885362912981,71.31731848923809,71.314741501998938,71.314235167781675,71.308750619781506,71.304516094417977,71.303977240218202,71.299724093561977,71.295509101022901,71.294463825793329,71.290844671214032,71.288350937213508,71.28419644434284,71.284183370372361,71.280491041491786,71.270196808918584,71.263664468124816,71.258509321677053,71.258318429553526,71.246783289661792,71.238215420205222,71.235917083899707,71.233980894841679,71.229188893985679,71.224973901446603,71.220188237906981,71.217815737637181,71.21184466604447,71.211295064450638,71.209930310343594,71.209546338420225,71.202818148506168,71.200416887237452,71.199661609342257,71.198603147285851,71.196797741339395,71.193129268548518,71.192560811268081,71.190149505786934,71.187974122100727,71.187783229977214,71.186444111617163,71.176248090085494,71.170426987178601,71.169184161302709,71.161603376621201,71.161412475816462,71.152309129168472,71.151302867500377,71.141309466468186,71.140759864874326,71.132282948929884,71.129126409765973,71.128067947709582,71.126141299351104,71.122594068972234,71.115883380468929,71.10636995736283,71.10571289050921,71.10275080278349,71.098513881393458,71.096102575912298,71.094846684747139,71.092397181742513,71.091068177044932,71.090877276240178,71.079999211883347,71.076380057303965,71.070774266891888,71.070224665298042,71.069731830432829,71.068475939267657,71.066026427581775,71.061747749353614,71.058591210189675,71.058262190612581,71.057532748133269,71.052058869395935,71.035177690932926,71.032220464710178,71.032094369476468,71.028113762150141,71.020532977468633,71.02034207666388,71.012323027488179,71.01023246834778,71.008806945453429,71.004466942837581,71.002055646037661,71.00023906731559,70.999689465721744,70.998350243186636,70.991212549777302,70.990533892641679,70.986997548556943,70.985952273327442,70.982333127429357,70.981523669819651,70.976257568247448,70.975684891876895,70.971979497707125,70.964215260737944,70.96168526513388,70.957382357522079,70.955152915658886,70.949997777892335,70.949806877087582,70.939259056364818,70.938271745877117]
[71.881647724757968,71.812523229173209,71.743398733588435,71.674274238003647,71.641575110184959,71.632813271967976,71.60514974241886,71.579306403341334,71.572450614600157,71.563688776383202,71.510181907756589,71.503326119015426,71.494564280798429,71.441057412171801,71.434201623430639,71.425439785213669,71.371932916587042,71.365077127845851,71.35631528962891,71.33923378876834,71.330471959058997,71.329747057917984,71.321645097024216,71.302808421002254,71.281466179817784,71.270109293183538,71.261347463474223,71.252520601439414,71.237581058133216,71.212341684232996,71.200984797598792,71.192222967889464,71.183396105854683,71.157765687238765,71.145415066856046,71.143217188648237,71.131860302014033,71.12309847230469,71.114271610269924,71.096180764159342,71.08864119165402,71.074092693063477,71.062735806429288,71.053973976719902,71.05324907557889,71.045147114685122,71.027405736501336,71.027056268574583,71.01951669606926,71.019303784115237,71.009650235651421,71.004968197478718,70.997967787531323,70.979124866908805,70.961083075794107,70.957931772989781,70.950392200484472,70.95017928853045,70.935239745224209,70.921357257958263,70.917484235866624,70.910000371324017,70.905801796254181,70.888807277405022,70.881267704899699,70.881054792945662,70.855424365822174,70.854892834608549,70.852232762373461,70.84734631136935,70.844622848781484,70.843073753947024,70.840875875739229,70.825318244589468,70.819682781820234,70.813635796469384,70.811930297360931,70.793839442742694,70.7862998702374,70.785768339023775,70.783108266788702,70.77822181578459,70.775498353196681,70.771751380154512,70.750907754162256,70.742805801776157,70.733152253312326,70.724714947157949,70.721469805192243,70.717175374652641,70.716643843439044,70.713983771203957,70.71086962972845,70.709097320199803,70.707308914234787,70.706373857611922,70.70262688456971,70.69562647462233,70.681284643385254,70.6587417628851,70.65559045157319,70.648050879067853,70.647519347854271,70.644859275619169,70.64174513414369,70.640986253527558,70.639972824615043,70.637249362027148,70.629303813915115,70.619015936541643,70.615142922957602,70.612160147800466,70.603460474837533,70.586465955988388,70.583076890442172,70.578926383483108,70.578394852269469,70.572620638558902,70.570848329030284,70.568124866442375,70.552551521699556,70.54989144095687,70.545004998460371,70.543035652215693,70.542281527364864,70.529504997997705,70.524692835620741,70.522976931680461,70.517341460403642,70.51129448356042,70.503496142974157,70.490910890657418,70.483427026114811,70.480766945372082,70.475880502875597,70.473911156630948,70.473157031780076,70.467285967207019,70.455568340035953,70.437339006720563,70.434371647389383,70.430810931895721,70.419128492283278,70.414302530530023,70.411642449787308,70.408528316819485,70.406756007290809,70.40478666104616,70.404032536195317,70.398744899380262,70.398161471622259,70.388140580700551,70.386443844451193,70.378943321968606,70.372298726640153,70.364570999384753,70.345178034945263,70.345173006935767,70.342517954202563,70.339403821234669,70.338644940618565,70.337631511706036,70.334908040610529,70.3290369760375,70.326962492498495,70.319016085115749,70.31731934886642,70.309818826383832,70.306578908103077,70.30317423105538,70.282457777119816,70.280735569025566,70.276053539360475,70.272405008107626,70.270279325649966,70.268507016121305,70.265783545025769,70.259912480452712,70.253007015658639,70.249891589530989,70.24819485328166,70.240694330799073,70.23404973547062,70.22716368508874,70.225945715730361,70.222351522711762,70.214412908318309,70.201154830065136,70.19078798486791,70.190291777335005,70.18856957774841,70.180767093946244,70.180239016830456,70.171569835214314,70.164944654298054,70.164925239885832,70.160841024381483,70.15322702712696,70.134997685303958,70.132030334480405,70.111642598361442,70.10244533962954,70.098125786057878,70.096403586471254,70.095820158713266,70.095800744301073,70.089949094140181,70.088073017045701,70.0876967245608,70.085799259283903,70.0841025315422,70.081103098445041,70.076972405756763,70.069957405223533,70.062229686475789,70.049359768851687,70.042831694026802,70.040712621997798,70.040525547716754,70.026695663128507,70.020824598555421,70.016674763699143,70.014978035957412,70.011978602860268,70.007847910171989,70.005959794780708,70.004237586686472,70.000832909638788,69.995907025768545,69.980116455703183,69.971588126413039,69.971401052131966,69.970063695198633,69.96074054055461,69.957571167543691,69.957193769066905,69.951700102970662,69.950678506733141,69.95066570274966,69.949447733391253,69.947550268114384,69.947047220446748,69.945853540372667,69.942854107275508,69.938723414587216,69.931708414053986,69.923604402821368,69.913917368324974,69.913793794995939,69.91207159540933,69.902463630828237,69.902276556547207,69.890972119453323,69.88844667195896,69.887950464426041,69.882575607385874,69.878425772529624,69.877897695413836,69.873729611690734,69.869598919002442,69.868574549277469,69.865027777789749,69.862583918469241,69.858512515455985,69.858499702964906,69.854881220661952,69.844792872740214,69.838391178762322,69.83333913524352,69.833152060962448,69.821847623868564,69.813451111801115,69.811198742221706,69.809301276944836,69.804605116105975,69.800474423417668,69.795784473148842,69.793459422884439,69.787607772723575,69.787069163161632,69.785731704136722,69.785355411651821,69.778761785536034,69.7764085494927,69.775668377155412,69.774631084340143,69.772861786512607,69.769266683177548,69.768709595042722,69.766346515671202,69.764214639658718,69.76402756537766,69.762715229384824,69.752723128283776,69.747018447435025,69.74580047807666,69.738371309088777,69.738184226300135,69.729262946585095,69.728276810150362,69.718483277138816,69.717944667576845,69.709637289951289,69.706543881570653,69.705506588755398,69.703618473364088,69.700142187592789,69.693565712859552,69.684242558215573,69.683598632699031,69.680695786727824,69.67654360376558,69.67418052439406,69.672949751052201,69.670549238107668,69.669246813504031,69.669059730715375,69.658399227645688,69.654852456157883,69.649358781554056,69.648820171992085,69.648337193824162,69.647106420482302,69.644705899030143,69.640512794366543,69.637419385985879,69.637096946800327,69.636382093170596,69.631017692008015,69.614474137114271,69.611576055415981,69.611452482086946,69.607551486907141,69.600122317919258,69.599935235130602,69.592076566938417,69.590027818980829,69.588630806544359,69.58437760398084,69.582014533116919,69.580234285969269,69.579695676407312,69.5783832383229,69.571388298781756,69.570723214788856,69.567257597585808,69.566233227860891,69.56268646488077,69.561893196423256,69.556732416882497,69.556171194039365,69.552539907752987,69.544930955523185,69.542451559831207,69.53823471037164,69.536049857345702,69.530997822334484,69.530810739545828,69.520473875237528,69.519506310959571]
[70.444014770262811,70.376272764589743,70.308530758916675,70.240788753243564,70.208743607981262,70.200157006528613,70.173046747570481,70.147720275274509,70.141001602308151,70.132415000855545,70.079978269601455,70.073259596635125,70.064672995182463,70.012236263928372,70.005517590962029,69.996930989509394,69.944494258255304,69.937775585288932,69.92918898383634,69.912449112992974,69.903862519877819,69.903152116759614,69.89521219508373,69.876752252582207,69.85583685622143,69.844707107319863,69.836120514204737,69.827470189410633,69.812829436970546,69.788094850548333,69.776965101646809,69.768378508531669,69.759728183737579,69.734610373493979,69.722506765518929,69.720352844875265,69.709223095973755,69.7006365028586,69.691986178064525,69.674257148876151,69.666868367820939,69.652610839202197,69.641481090300701,69.632894497185504,69.632184094067313,69.624244172391428,69.606857621771312,69.606515143203097,69.599126362147871,69.598917708432936,69.589457230938393,69.584868833529143,69.578008431780702,69.559542369570636,69.54186141427823,69.538773137529986,69.531384356474774,69.531175702759839,69.516534950319723,69.502930112799092,69.499134551149297,69.491800363897539,69.4876857603291,69.471031131856918,69.463642350801706,69.463433697086757,69.438315878505733,69.437794977916383,69.435188107125981,69.430399385141968,69.427730391805852,69.426212278868093,69.424058358224443,69.40881187969768,69.403289126183836,69.397363080540003,69.395691691413703,69.377962653887835,69.370573872832651,69.3700529722433,69.367446101452927,69.362657379468899,69.359988386132756,69.356316352551417,69.33588959907901,69.327949685740634,69.318489208246078,69.310220648214795,69.307040409088387,69.302831867159583,69.302310966570261,69.299704095779873,69.29665223713387,69.294915373795803,69.293162735950091,69.292246380459687,69.28857434687832,69.28171394512988,69.267658950517557,69.245566927627394,69.242478642541727,69.235089861486486,69.234568960897178,69.231962090106776,69.228910231460816,69.22816652845701,69.227173368122735,69.224504374786605,69.216717737636813,69.206635617810804,69.20284006449846,69.199916944844446,69.191391265340783,69.174736636868616,69.171415352633332,69.167347855813446,69.166826955224082,69.161168225787719,69.159431362449681,69.156762369113522,69.14150049126556,69.138893612137736,69.134104898491159,69.132174939171378,69.131435896817564,69.118914898037758,69.11419897890832,69.112517393046843,69.106994631195562,69.10106859388921,69.093426220114665,69.081092672844278,69.073758485592506,69.071151606464639,69.066362892818091,69.064432933498338,69.063693891144482,69.057940247862874,69.046456973235237,69.028592226586156,69.025684214441597,69.022194713257804,69.010745922437607,69.006016479919424,69.003409600791556,69.00035775048309,68.998620887144995,68.996690927825242,68.995951885471413,68.990770001392661,68.990198242189805,68.980377769086545,68.978714967562169,68.971364455529226,68.964852752107348,68.957279579397067,68.938274474246356,68.938269546797059,68.935667595118517,68.932615744809979,68.931872041806201,68.930878881471912,68.928209879798317,68.922456236516751,68.920423242648525,68.912635763413434,68.910972961889101,68.903622449856158,68.900447329941017,68.897110746434265,68.87680862157741,68.875120857645058,68.870532468573259,68.866956907945479,68.864873739136968,68.863136875798887,68.860467874125263,68.854714230843655,68.847946875345471,68.844893757740365,68.843230956216033,68.83588044418309,68.829368740761197,68.822620411386964,68.821426801415754,68.817904492257526,68.810124650151948,68.797131733463829,68.786972225170544,68.7864859417883,68.784798186193441,68.777151752067311,68.776634236493848,68.768138438510022,68.761645761212094,68.761626735088115,68.757624203893855,68.750162486584429,68.732297731597882,68.729389727790789,68.709409746394215,68.700396432836953,68.696163270336712,68.694475514741825,68.693903755538997,68.693884729415046,68.688150112257375,68.686311556704794,68.685942790069589,68.684083274098214,68.682420480911361,68.679481036476147,68.675432957641632,68.668558257119074,68.660985092746273,68.648372573474646,68.641975060146265,68.639898369557841,68.639715036762425,68.626161749865929,68.620408106584307,68.61634126842516,68.614678475238264,68.611739030803065,68.60769095196855,68.605840598885095,68.604152834952743,68.60081625144602,68.595988885253178,68.580514126589108,68.572156363884787,68.571973031089328,68.570662421294671,68.561525729743522,68.558419744192818,68.558049893685563,68.552666100911253,68.551664936598485,68.551652388694663,68.550458778723439,68.548599262752106,68.548106276037814,68.546936469565225,68.543997025129997,68.539948946295468,68.533074245772909,68.525132314764946,68.515639020958474,68.515517919096013,68.51383016350114,68.504414358211676,68.50423102541626,68.493152677064259,68.490677738519778,68.49019145513752,68.484924095238156,68.480857257079037,68.48033974150556,68.476255019456929,68.472206940622385,68.47120305829192,68.467727222233947,68.465332240099855,68.461342265146868,68.461329708905609,68.457783596248703,68.447897015285406,68.441623355187076,68.43667235253865,68.436489019743192,68.425410671391191,68.417182089565088,68.414974767377274,68.413115251405941,68.40851301378386,68.404464934949317,68.399868783685875,68.397590234426758,68.391855617269101,68.391327779898404,68.390017070053986,68.389648303418781,68.383186549825311,68.380880378502837,68.380155009612295,68.379138462653344,68.377404550782359,68.373881349513994,68.373335403141866,68.371019585357786,68.36893034686554,68.368747014070109,68.367460924797129,68.357668665718109,68.352078078486329,68.350884468515119,68.343603882907004,68.343420541774137,68.334677687653382,68.333711273947344,68.324113611596047,68.323585774225307,68.315444544152257,68.312413003939241,68.31139645698029,68.309546103896807,68.306139343840925,68.299694398602355,68.290557707051263,68.289926660045055,68.287081870993262,68.283012731690278,68.280696913906183,68.279490756031166,68.277138253345512,68.27586187723395,68.275678536101069,68.265231243092771,68.261755407034727,68.256371605922979,68.255843768552239,68.255370449947677,68.254164292072659,68.25181178104954,68.247702538479203,68.244670998266159,68.244355007864314,68.243654451307194,68.238397338167857,68.222184654371986,68.219344534307666,68.219223432445204,68.215400457168997,68.208119871560868,68.207936530428,68.200235035599647,68.198227262601208,68.196858190413479,68.192690051901224,68.190374242454581,68.188629600249882,68.188101762879171,68.186815573556444,68.17996053280612,68.179308750493078,68.175912445634097,68.174908563303674,68.171432735583153,68.170655332494789,68.165597768544842,68.16504777015858,68.161489109597923,68.154032336412726,68.151602528634584,68.147470016164206,68.145328860198788,68.1403778658878,68.140194524754904,68.130064397732781,68.129116184740369]